## Inputs
2024 Solar and Wind Appraisal Model |  | Blue cells require user input
2024-03-27
Inputs for All Project Revenue Types
| Project Revenue Type | VDER - Value of Distributed Energy Resources
| Plant Type | Solar - Tracking
| System Size | 5000 | kW AC
| Start Date of Plant Operation | 2023-01-01
| Taxable Status Year | 2024
| System Age at Taxable Status Date | 1 | Year(s)
| Before Tax Discount Rate - Real WACC | 6.68%
| Tax Load | 3%
| Loaded Real Discount Rate | 9.88%
| Annual Ground Lease Payment (if applicable) | 5000
| Annual Ground Lease Escalator (if applicable) | 2%
Additional Required Inputs for VDER Projects
| NYISO Zone | A - West
| Utility Company | NYSEG
| DRV Rate | 0.089 | $/kWh
| Default Maximum MTC/CC | 0.0314 | $/kWh
Additional Optional Inputs for VDER Projects
| Actual Market Transition or Community Credit |  | $/kWh
| or Community Adder/ICSA |  | $
Note: The model assumes that VDER projects receive the maximum possible Market Transition Credit (MTC) by default, but allows a lower MTC or Community Credit (CC) or a Community Adder (CA) to be entered to override the default assumption. VDER projects may receive either a MTC, a CC or a CA. No VDER project can receive more than one of these credits, and some VDER projects receive none of them. VDER projects may also receive the Inclusive Community Solar Adder (ICSA). If applicable, the ICSA should be added to the CA (if any) and the combined CA and ICSA value should be entered into cell C23.
Additional Input for NEM Projects
| Utility for Retail Rate | ConEd NYC
Additional Input for Tier 1 Projects
| NYISO Zone | A - West
Model Cash Flow Viewing Option
| Cash Flow Type | Real 2023 Dollars | 2
Note: The model can display cash flows either in Nominal Dollars or in Real 2023 Dollars. Nominal Dollars include inflation while Real 2023 Dollars do not. The present value of cash flows is not affected by this selection.
Data for Model Operation
| ValGroup Number | 2
| NYISO Zone | A
| ValGroup-Zone | 2A
| Capacity Factor for Plant Type | 21.01%
| Scaled OpEx Rate | 14.1743 | $/kW-year
| Utility Loss Adjustment Factor | 1.0728
| Decommissioning Cost Rate | 1.87 | $/kW-year
| Economic Life | 25 | Year(s)
| Long-term Annual Inflation | 2.5%
| Degradation Rate (Linear) | 0.5%
| DRV Renewal Rate | 50%
| Fraction of Off-taker Credits to Owner | 92.5%
| Residential Share of Bill Credits for NEM | 85%
| Inverter Size | 5000 | kW AC
| Inverter Age | 1 | Year(s)
| Inverter Replacement Cycle | 15 | Year(s)
| Inverter Size Step | 5000 | kW
| Inverter Replacement Cost New | 100 | $/kW
| Base Year for Cost Data | 2022
| Base Rate for DRV Rate | 2022
| Base Year for Market Data | 2022
| Base Year for PV and Cash Flows | 2023 | (Taxable Status Year - 1)

## Model
Calendar/Tax Year | 2023 | 2024 | 2025 | 2026 | 2027 | 2028 | 2029 | 2030 | 2031 | 2032 | 2033 | 2034 | 2035 | 2036 | 2037 | 2038 | 2039 | 2040 | 2041 | 2042 | 2043 | 2044 | 2045 | 2046 | 2047
Year of Plant Operation | 1 | 2 | 3 | 4 | 5 | 6 | 7 | 8 | 9 | 10 | 11 | 12 | 13 | 14 | 15 | 16 | 17 | 18 | 19 | 20 | 21 | 22 | 23 | 24 | 25
Energy Production (kWh) | 9202905.2935 | 9181978.139 | 9110876.2406 | 9064861.7141 | 9018847.1877 | 8997415.7644 | 8926818.1347 | 8880803.6083 | 8834789.0818 | 8812853.3897 | 8742760.0289 | 8696745.5024 | 8650730.9759 | 8628291.0151 | 8558701.923 | 8512687.3965 | 8466672.8701 | 8443728.6404 | 8374643.8171 | 8328629.2907 | 8282614.7642 | 8259166.2658 | 8190585.7112 | 8144571.1848 | 8098556.6583
VDER Revenues:
Energy | 0 | 421228.8961 | 364509.1983 | 409912.556 | 390964.5655 | 364781.2194 | 333245.4871 | 302739.9708 | 279516.3947 | 253592.0967 | 213388.3181 | 186554.4992 | 168819.773 | 162362.4263 | 155077.9051 | 150715.3391 | 146795.2113 | 140084.1443 | 140402.4379 | 140322.4458 | 134921.0568 | 136817.0181 | 136017.9321 | 140446.6043 | 139201.9603
Capacity | 0 | 33484.3198 | 32063.3723 | 30836.4493 | 28853.0072 | 26773.7899 | 25024.2438 | 23260.5681 | 21683.4566 | 19674.9409 | 17809.058 | 15519.7925 | 12643.7273 | 11457.7564 | 10177.9376 | 16625.6893 | 23976.3343 | 20536.5028 | 19239.9569 | 19730.663 | 20370.3356 | 24696.4029 | 28243.7861 | 29539.3899 | 26952.2729
DRV Rate | 0 | 71491.014 | 69092.6982 | 68370.4042 | 66204.4656 | 62877.1611 | 61449.486 | 59787.7895 | 57773.0105 | 57022.3686 | 27074.6338 | 26275.2544 | 25674.4522 | 24866.5797 | 24599.2774 | 23812.7979 | 22609.1181 | 22088.9514 | 21484.9358 | 20754.3832 | 20527.6257 | 19440.1451 | 18860.04 | 18422.7341 | 17915.6326
MTC or CC | 0 | 260185.9074 | 251874.2657 | 244489.9253 | 237315.9607 | 230977.5887 | 223575.8422 | 216998.4287 | 210608.863 | 204961.8996 | 198372.417 | 192515.4651 | 186826.2095 | 181796.6664 | 175932.1324 | 170718.3031 | 165654.1478 | 161175.838 | 155958.1766 | 151318.3059 | 146811.9933 | 142825.7182 | 138185.1269 | 134057.3716 | 130048.7662
Community Adder/ICSA | 0 | 0 | 0 | 0 | 0 | 0 | 0 | 0 | 0 | 0 | 0 | 0 | 0 | 0 | 0 | 0 | 0 | 0 | 0 | 0 | 0 | 0 | 0 | 0 | 0
VDER Revenues Total | 0 | 786390.1372 | 717539.5345 | 753609.3348 | 723337.999 | 685409.759 | 643295.0591 | 602786.7572 | 569581.7248 | 535251.3059 | 456644.427 | 420865.0111 | 393964.1619 | 380483.4288 | 365787.2526 | 361872.1295 | 359034.8115 | 343885.4365 | 337085.5072 | 332125.7978 | 322631.0113 | 323779.2843 | 321306.885 | 322466.0999 | 314118.632
NEM Not Applicable
Net Metering Credits | 0 | 1781121.9906 | 1752093.5065 | 1767313.9156 | 1733687.4343 | 1694626.839 | 1635827.3201 | 1582891.0116 | 1552621.2812 | 1535203.753 | 1494116.2645 | 1470622.9186 | 1459970.6113 | 1455334.964 | 1440884.5552 | 1438461.0758 | 1434824.5289 | 1439973.9993 | 1439295.1036 | 1436594.0444 | 1423146.3342 | 1427033.0562 | 1422681.2067 | 1432644.4613 | 1441759.5926
NEM Revenues Total | 0 | 1781121.9906 | 1752093.5065 | 1767313.9156 | 1733687.4343 | 1694626.839 | 1635827.3201 | 1582891.0116 | 1552621.2812 | 1535203.753 | 1494116.2645 | 1470622.9186 | 1459970.6113 | 1455334.964 | 1440884.5552 | 1438461.0758 | 1434824.5289 | 1439973.9993 | 1439295.1036 | 1436594.0444 | 1423146.3342 | 1427033.0562 | 1422681.2067 | 1432644.4613 | 1441759.5926
Tier 1 Not Applicable
Energy | 0 | 420950.6983 | 365491.064 | 410725.2494 | 391775.6329 | 364516.645 | 333731.8231 | 302374.563 | 279088.9764 | 253583.3343 | 212559.4538 | 185692.6649 | 168836.7558 | 162328.6157 | 154991.1673 | 150995.5584 | 146323.897 | 139891.6999 | 140245.4501 | 140140.7045 | 134600.0369 | 136062.1665 | 135136.9453 | 140113.4323 | 138745.6862
Capacity | 0 | 36199.2646 | 34663.1052 | 33336.7019 | 31192.4402 | 28944.6377 | 27053.2365 | 25146.5601 | 23441.5747 | 21270.2064 | 19253.0357 | 16778.154 | 13668.8944 | 12386.7637 | 11003.1758 | 17973.7182 | 25920.3614 | 22201.6246 | 20799.9534 | 21330.4465 | 22021.9844 | 26698.8139 | 30533.8228 | 31934.4756 | 29137.5923
Tier 1 Revenues Total | 0 | 457149.9629 | 400154.1692 | 444061.9514 | 422968.0731 | 393461.2827 | 360785.0596 | 327521.1231 | 302530.5511 | 274853.5408 | 231812.4895 | 202470.8189 | 182505.6502 | 174715.3794 | 165994.3431 | 168969.2766 | 172244.2584 | 162093.3245 | 161045.4035 | 161471.151 | 156622.0213 | 162760.9805 | 165670.768 | 172047.9079 | 167883.2784
Income | 0 | 786390.1372 | 717539.5345 | 753609.3348 | 723337.999 | 685409.759 | 643295.0591 | 602786.7572 | 569581.7248 | 535251.3059 | 456644.427 | 420865.0111 | 393964.1619 | 380483.4288 | 365787.2526 | 361872.1295 | 359034.8115 | 343885.4365 | 337085.5072 | 332125.7978 | 322631.0113 | 323779.2843 | 321306.885 | 322466.0999 | 314118.632
Expense* | 0 | 72643.2427 | 72643.2427 | 72643.2427 | 72643.2427 | 72643.2427 | 72643.2427 | 72643.2427 | 72643.2427 | 72643.2427 | 72643.2427 | 72643.2427 | 72643.2427 | 72643.2427 | 72643.2427 | 72643.2427 | 72643.2427 | 72643.2427 | 72643.2427 | 72643.2427 | 72643.2427 | 72643.2427 | 72643.2427 | 72643.2427 | 72643.2427
Lease | 0 | 4975.6098 | 4951.3385 | 4927.1856 | 4903.1506 | 4879.2328 | 4855.4316 | 4831.7466 | 4808.1771 | 4784.7226 | 4761.3825 | 4738.1562 | 4715.0433 | 4692.043 | 4669.155 | 4646.3787 | 4623.7134 | 4601.1587 | 4578.714 | 4556.3788 | 4534.1526 | 4512.0348 | 4490.0248 | 4468.1223 | 4446.3266
Decomissioning | 0 | 9350 | 9121.9512 | 8899.4646 | 8682.4045 | 8470.6385 | 8264.0376 | 8062.4757 | 7865.8299 | 7673.9804 | 7486.8102 | 7304.2051 | 7126.0537 | 6952.2475 | 6782.6805 | 6617.2493 | 6455.853 | 6298.3931 | 6144.7738 | 5994.9013 | 5848.6841 | 5706.0333 | 5566.8618 | 5431.0847 | 5298.6192
Inverter (Solar Only) | 0 | 0 | 0 | 0 | 0 | 0 | 0 | 0 | 0 | 0 | 0 | 0 | 0 | 0 | 512500 | 0 | 0 | 0 | 0 | 0 | 0 | 0 | 0 | 0 | 0
Expenses | 0 | 86968.8525 | 86716.5324 | 86469.8929 | 86228.7978 | 85993.114 | 85762.7119 | 85537.465 | 85317.2497 | 85101.9457 | 84891.4353 | 84685.604 | 84484.3397 | 84287.5333 | 596595.0782 | 83906.8706 | 83722.809 | 83542.7945 | 83366.7305 | 83194.5228 | 83026.0794 | 82861.3108 | 82700.1293 | 82542.4496 | 82388.1884
EBITDA | 0 | 699421.2847 | 630823.002 | 667139.4419 | 637109.2012 | 599416.6451 | 557532.3472 | 517249.2922 | 484264.475 | 450149.3602 | 371752.9916 | 336179.4072 | 309479.8223 | 296195.8956 | -230807.8257 | 277965.2589 | 275312.0024 | 260342.642 | 253718.7767 | 248931.2751 | 239604.9319 | 240917.9735 | 238606.7557 | 239923.6503 | 231730.4436
Discount Factor | 1 | 0.91008 | 0.82825 | 0.75377 | 0.68599 | 0.62431 | 0.56817 | 0.51708 | 0.47059 | 0.42827 | 0.38976 | 0.35471 | 0.32282 | 0.29379 | 0.26737 | 0.24333 | 0.22145 | 0.20154 | 0.18342 | 0.16692 | 0.15191 | 0.13825 | 0.12582 | 0.11451 | 0.10421
Discounted Cash Flow | 0 | 636529.6129 | 522476.856 | 502870.2255 | 437051.8374 | 374220.5563 | 316773.3805 | 267459.6568 | 227887.6328 | 192785.5824 | 144894.5849 | 119247.301 | 99905.5369 | 87019.3878 | -61711.6681 | 67637.4216 | 60967.9283 | 52468.8286 | 46535.9343 | 41552.2993 | 36399.1397 | 33307.6763 | 30021.8629 | 27473.104 | 24148.9099
Present Value of Cash Flows: |  | 4287923.5879 |  | Value for Improvements Only
|  | 857.5847 |  | / kW AC
*Expense includes O&M, Insurance, Management.
Cash flows are expressed in Real 2023 Dollars.
Detailed Calculations
Model Factors
Discount Factor (Nominal) | 1 | 0.88788 | 0.78834 | 0.69995 | 0.62147 | 0.5518 | 0.48993 | 0.435 | 0.38623 | 0.34293 | 0.30448 | 0.27034 | 0.24003 | 0.21312 | 0.18923 | 0.16801 | 0.14917 | 0.13245 | 0.1176 | 0.10441 | 0.092708 | 0.082314 | 0.073085 | 0.064891 | 0.057616
Discount Factor (Real) | 1 | 0.91008 | 0.82825 | 0.75377 | 0.68599 | 0.62431 | 0.56817 | 0.51708 | 0.47059 | 0.42827 | 0.38976 | 0.35471 | 0.32282 | 0.29379 | 0.26737 | 0.24333 | 0.22145 | 0.20154 | 0.18342 | 0.16692 | 0.15191 | 0.13825 | 0.12582 | 0.11451 | 0.10421
Cash Flow Deflation Factor | 1 | 0.97561 | 0.95181 | 0.9286 | 0.90595 | 0.88385 | 0.8623 | 0.84127 | 0.82075 | 0.80073 | 0.7812 | 0.76214 | 0.74356 | 0.72542 | 0.70773 | 0.69047 | 0.67362 | 0.6572 | 0.64117 | 0.62553 | 0.61027 | 0.59539 | 0.58086 | 0.5667 | 0.55288
Cost Data Inflation Factor | 1.025 | 1.0506 | 1.0769 | 1.1038 | 1.1314 | 1.1597 | 1.1887 | 1.2184 | 1.2489 | 1.2801 | 1.3121 | 1.3449 | 1.3785 | 1.413 | 1.4483 | 1.4845 | 1.5216 | 1.5597 | 1.5987 | 1.6386 | 1.6796 | 1.7216 | 1.7646 | 1.8087 | 1.8539
DRV Rate Inflation Factor | 1.025 | 1.0506 | 1.0769 | 1.1038 | 1.1314 | 1.1597 | 1.1887 | 1.2184 | 1.2489 | 1.2801 | 1.3121 | 1.3449 | 1.3785 | 1.413 | 1.4483 | 1.4845 | 1.5216 | 1.5597 | 1.5987 | 1.6386 | 1.6796 | 1.7216 | 1.7646 | 1.8087 | 1.8539
Market Data Inflation Factor | 1.025 | 1.0506 | 1.0769 | 1.1038 | 1.1314 | 1.1597 | 1.1887 | 1.2184 | 1.2489 | 1.2801 | 1.3121 | 1.3449 | 1.3785 | 1.413 | 1.4483 | 1.4845 | 1.5216 | 1.5597 | 1.5987 | 1.6386 | 1.6796 | 1.7216 | 1.7646 | 1.8087 | 1.8539
Production Calculations
System Size (kW AC) | 5000
Zone Capacity Factor | 21.01%
Degradation Rate | 0.5%
Degradation Factor | 1 | 0.995 | 0.99 | 0.985 | 0.98 | 0.975 | 0.97 | 0.965 | 0.96 | 0.955 | 0.95 | 0.945 | 0.94 | 0.935 | 0.93 | 0.925 | 0.92 | 0.915 | 0.91 | 0.905 | 0.9 | 0.895 | 0.89 | 0.885 | 0.88
Days per year | 365 | 366 | 365 | 365 | 365 | 366 | 365 | 365 | 365 | 366 | 365 | 365 | 365 | 366 | 365 | 365 | 365 | 366 | 365 | 365 | 365 | 366 | 365 | 365 | 365
Energy Production (kWh) | 9202905.2935 | 9181978.139 | 9110876.2406 | 9064861.7141 | 9018847.1877 | 8997415.7644 | 8926818.1347 | 8880803.6083 | 8834789.0818 | 8812853.3897 | 8742760.0289 | 8696745.5024 | 8650730.9759 | 8628291.0151 | 8558701.923 | 8512687.3965 | 8466672.8701 | 8443728.6404 | 8374643.8171 | 8328629.2907 | 8282614.7642 | 8259166.2658 | 8190585.7112 | 8144571.1848 | 8098556.6583
VDER Energy Revenue Calculations
Utility Loss Adjustment | 1.0728
Fraction of Credits | 92.5%
Gen-Wtd Price ($/MWh) | 0 | 45.1022 | 39.3336 | 44.4576 | 42.6189 | 39.8594 | 36.7015 | 33.5145 | 31.1048 | 28.2901 | 23.9959 | 21.0894 | 19.1861 | 18.5002 | 17.8138 | 17.4063 | 17.0457 | 16.3106 | 16.4825 | 16.5642 | 16.015 | 16.2862 | 16.3266 | 16.9535 | 16.8987
Annual VDER Energy Revenue
Nominal $ | 0 | 431759.6185 | 382962.4764 | 441430.9886 | 431551.7272 | 412716.4675 | 386462.598 | 359862.6904 | 340563.5852 | 316701.779 | 273155.0879 | 244775.6693 | 227043.826 | 223818.3979 | 219121.0201 | 218280.7493 | 217918.3163 | 213154.5921 | 218979.8863 | 224326.5041 | 221083.8619 | 229795.3806 | 234164.5815 | 247833.5782 | 251778.1979
Real 2023 $ | 0 | 421228.8961 | 364509.1983 | 409912.556 | 390964.5655 | 364781.2194 | 333245.4871 | 302739.9708 | 279516.3947 | 253592.0967 | 213388.3181 | 186554.4992 | 168819.773 | 162362.4263 | 155077.9051 | 150715.3391 | 146795.2113 | 140084.1443 | 140402.4379 | 140322.4458 | 134921.0568 | 136817.0181 | 136017.9321 | 140446.6043 | 139201.9603
VDER Capacity Revenue Calculations
Fraction of Credits | 92.5%
System Size (kW AC) | 5000 | ICAP
Degradation Factor | 1 | 0.995 | 0.99 | 0.985 | 0.98 | 0.975 | 0.97 | 0.965 | 0.96 | 0.955 | 0.95 | 0.945 | 0.94 | 0.935 | 0.93 | 0.925 | 0.92 | 0.915 | 0.91 | 0.905 | 0.9 | 0.895 | 0.89 | 0.885 | 0.88
UCAP-Adjusted Price | 0 | 7.0988 | 6.8319 | 6.6038 | 6.2105 | 5.7925 | 5.4419 | 5.0846 | 4.7645 | 4.3458 | 3.9544 | 3.4643 | 2.8373 | 2.585 | 2.3086 | 3.7914 | 5.4974 | 4.7345 | 4.4599 | 4.5989 | 4.7744 | 5.8207 | 6.6942 | 7.0408 | 6.4607
Annual VDER Capacity Revenue
Nominal $ | 0 | 34321.4278 | 33686.5805 | 33207.4832 | 31848.3213 | 30292.0857 | 29020.4508 | 27649.5059 | 26419.1863 | 24571.3052 | 22797.0999 | 20363.3126 | 17004.4076 | 15794.6438 | 14381.1594 | 24078.9554 | 35593.003 | 31248.7176 | 30007.7665 | 31542.428 | 33379.1667 | 41479.6301 | 48623.6943 | 52125.523 | 48749.2753
Real 2023 $ | 0 | 33484.3198 | 32063.3723 | 30836.4493 | 28853.0072 | 26773.7899 | 25024.2438 | 23260.5681 | 21683.4566 | 19674.9409 | 17809.058 | 15519.7925 | 12643.7273 | 11457.7564 | 10177.9376 | 16625.6893 | 23976.3343 | 20536.5028 | 19239.9569 | 19730.663 | 20370.3356 | 24696.4029 | 28243.7861 | 29539.3899 | 26952.2729
VDER Demand Reduction Value Calculations
Fraction of Credits | 92.5%
System Size (kW AC) | 5000
Utility Name | NYSEG
DRV Rate (Years 1-10) | 0.089
DRV Renew Rate (Years >10) | 50%
System Year | 1 | 2 | 3 | 4 | 5 | 6 | 7 | 8 | 9 | 10 | 11 | 12 | 13 | 14 | 15 | 16 | 17 | 18 | 19 | 20 | 21 | 22 | 23 | 24 | 25
Degradation Factor | 1 | 0.995 | 0.99 | 0.985 | 0.98 | 0.975 | 0.97 | 0.965 | 0.96 | 0.955 | 0.95 | 0.945 | 0.94 | 0.935 | 0.93 | 0.925 | 0.92 | 0.915 | 0.91 | 0.905 | 0.9 | 0.895 | 0.89 | 0.885 | 0.88
DRV kWh/yr/kW | 0 | 178.9165 | 178.1324 | 181.5941 | 181.1569 | 177.258 | 178.4793 | 178.9165 | 178.1324 | 181.1569 | 177.258 | 177.258 | 178.4793 | 178.1324 | 181.5941 | 181.1569 | 177.258 | 178.4793 | 178.9165 | 178.1324 | 181.5941 | 177.258 | 177.258 | 178.4793 | 178.9165
DRV Rate, $/kWh | 0.089 | 0.089 | 0.089 | 0.089 | 0.089 | 0.089 | 0.089 | 0.089 | 0.089 | 0.089 | 0.0445 | 0.0445 | 0.0445 | 0.0445 | 0.0445 | 0.0445 | 0.0445 | 0.0445 | 0.0445 | 0.0445 | 0.0445 | 0.0445 | 0.0445 | 0.0445 | 0.0445
Annual VDER Demand Reduction Value Revenue
Nominal $ | 0 | 73278.2893 | 72590.516 | 73627.4473 | 73077.3425 | 71139.7365 | 71262.5645 | 71068.8937 | 70390.8034 | 71213.1246 | 34657.8203 | 34475.4107 | 34529.2838 | 34278.8548 | 34758.135 | 34488.0315 | 33563.3628 | 33610.9518 | 33509.1675 | 33178.9985 | 33636.9049 | 32651.3149 | 32468.9054 | 32508.9534 | 32404.4696
Real 2023 $ | 0 | 71491.014 | 69092.6982 | 68370.4042 | 66204.4656 | 62877.1611 | 61449.486 | 59787.7895 | 57773.0105 | 57022.3686 | 27074.6338 | 26275.2544 | 25674.4522 | 24866.5797 | 24599.2774 | 23812.7979 | 22609.1181 | 22088.9514 | 21484.9358 | 20754.3832 | 20527.6257 | 19440.1451 | 18860.04 | 18422.7341 | 17915.6326
VDER MTC/CC Revenue Calculations
Fraction of Credits | 92.5%
System Age | 1
MTC/CC Rate, $/kWh | 0.0314
MTC/CC Term | 25
Annual VDER MTC/CC Revenue
Nominal $ | 0 | 266690.555 | 264625.4004 | 263288.9085 | 261952.4166 | 261329.9409 | 259279.4327 | 257942.9408 | 256606.4489 | 255969.3267 | 253933.465 | 252596.9731 | 251260.4812 | 250608.7125 | 248587.4974 | 247251.0054 | 245914.5135 | 245248.0984 | 243241.5297 | 241905.0377 | 240568.5458 | 239887.4842 | 237895.562 | 236559.0701 | 235222.5781
Real 2023 $ | 0 | 260185.9074 | 251874.2657 | 244489.9253 | 237315.9607 | 230977.5887 | 223575.8422 | 216998.4287 | 210608.863 | 204961.8996 | 198372.417 | 192515.4651 | 186826.2095 | 181796.6664 | 175932.1324 | 170718.3031 | 165654.1478 | 161175.838 | 155958.1766 | 151318.3059 | 146811.9933 | 142825.7182 | 138185.1269 | 134057.3716 | 130048.7662
VDER Community Adder/Inclusive Community Solar Adder Revenue Calculations
Fraction of Credits | 92.5%
System Age | 1
Community Adder Payment | 0
CA Payment Fractions | 50% | 25% | 25% | 0% | 0% | 0% | 0% | 0% | 0% | 0% | 0% | 0% | 0% | 0% | 0% | 0% | 0% | 0% | 0% | 0% | 0% | 0% | 0% | 0% | 0%
Annual VDER Community Adder Revenue
Nominal $ | 0 | 0 | 0 | 0 | 0 | 0 | 0 | 0 | 0 | 0 | 0 | 0 | 0 | 0 | 0 | 0 | 0 | 0 | 0 | 0 | 0 | 0 | 0 | 0 | 0
Real 2023 $ | 0 | 0 | 0 | 0 | 0 | 0 | 0 | 0 | 0 | 0 | 0 | 0 | 0 | 0 | 0 | 0 | 0 | 0 | 0 | 0 | 0 | 0 | 0 | 0 | 0
NEM Net Metering Credit Revenue Calculations
Fraction of Credits | 92.5%
Residential Share | 85%
Residential Credit Rate | 0 | 0.21884 | 0.21703 | 0.21991 | 0.21694 | 0.21272 | 0.20718 | 0.20174 | 0.19902 | 0.19735 | 0.19376 | 0.19181 | 0.19145 | 0.19134 | 0.19099 | 0.19167 | 0.1922 | 0.19337 | 0.19481 | 0.19549 | 0.19477 | 0.19581 | 0.1968 | 0.1992 | 0.20151
Commercial Credit Rate | 0 | 0.12384 | 0.12238 | 0.1247 | 0.12232 | 0.11892 | 0.11447 | 0.1101 | 0.10791 | 0.10657 | 0.10368 | 0.10212 | 0.10183 | 0.10174 | 0.10146 | 0.10201 | 0.10244 | 0.10337 | 0.10453 | 0.10507 | 0.10449 | 0.10533 | 0.10613 | 0.10806 | 0.10991
Annual NEM Net Metering Credit Revenue
Nominal $ | 0 | 1825650.0403 | 1840793.2403 | 1903203.7871 | 1913666.5383 | 1917314.7234 | 1897058.1765 | 1881559.9951 | 1891718.2678 | 1917259.1184 | 1912595.1374 | 1929584.7102 | 1963498.1588 | 2006195.3218 | 2035932.1555 | 2083320.5387 | 2130005.0778 | 2191090.7329 | 2244809.1557 | 2296611.3357 | 2331990.9802 | 2396818.8224 | 2449247.2734 | 2528059.7207 | 2607747.9881
Real 2023 $ | 0 | 1781121.9906 | 1752093.5065 | 1767313.9156 | 1733687.4343 | 1694626.839 | 1635827.3201 | 1582891.0116 | 1552621.2812 | 1535203.753 | 1494116.2645 | 1470622.9186 | 1459970.6113 | 1455334.964 | 1440884.5552 | 1438461.0758 | 1434824.5289 | 1439973.9993 | 1439295.1036 | 1436594.0444 | 1423146.3342 | 1427033.0562 | 1422681.2067 | 1432644.4613 | 1441759.5926
Tier 1 Energy Revenue Calculations
System Size (kW AC) | 5000
Gen-Wtd Price ($/MWh) | 0 | 44.7271 | 39.1375 | 44.2045 | 42.3802 | 39.5253 | 36.4735 | 33.2177 | 30.8193 | 28.0724 | 23.7196 | 20.8312 | 19.041 | 18.3547 | 17.6675 | 17.3051 | 16.8608 | 16.1634 | 16.338 | 16.416 | 15.8545 | 16.0723 | 16.0966 | 16.7837 | 16.7143
Annual Tier 1 Energy Revenue
Nominal $ | 0 | 431474.4658 | 383994.0491 | 442306.1706 | 432446.9938 | 412417.1259 | 387026.5987 | 359428.3353 | 340042.8175 | 316690.836 | 272094.0715 | 243644.868 | 227066.666 | 223771.7896 | 218998.4619 | 218686.5904 | 217218.6476 | 212861.7651 | 218735.0388 | 224035.9632 | 220557.8334 | 228527.5455 | 232647.8997 | 247245.6595 | 250952.9229
Real 2023 $ | 0 | 420950.6983 | 365491.064 | 410725.2494 | 391775.6329 | 364516.645 | 333731.8231 | 302374.563 | 279088.9764 | 253583.3343 | 212559.4538 | 185692.6649 | 168836.7558 | 162328.6157 | 154991.1673 | 150995.5584 | 146323.897 | 139891.6999 | 140245.4501 | 140140.7045 | 134600.0369 | 136062.1665 | 135136.9453 | 140113.4323 | 138745.6862
Tier 1 Capacity Revenue Calculation
System Age | 1
System Size (kW AC) | 5000
Degradation Factor | 1 | 0.995 | 0.99 | 0.985 | 0.98 | 0.975 | 0.97 | 0.965 | 0.96 | 0.955 | 0.95 | 0.945 | 0.94 | 0.935 | 0.93 | 0.925 | 0.92 | 0.915 | 0.91 | 0.905 | 0.9 | 0.895 | 0.89 | 0.885 | 0.88
UCAP-Adjusted Price | 0 | 7.0988 | 6.8319 | 6.6038 | 6.2105 | 5.7925 | 5.4419 | 5.0846 | 4.7645 | 4.3458 | 3.9544 | 3.4643 | 2.8373 | 2.585 | 2.3086 | 3.7914 | 5.4974 | 4.7345 | 4.4599 | 4.5989 | 4.7744 | 5.8207 | 6.6942 | 7.0408 | 6.4607
Annual Tier 1 Capacity Revenue
Nominal $ | 0 | 37104.2462 | 36417.9249 | 35899.9818 | 34430.6176 | 32748.2008 | 31373.4603 | 29891.3577 | 28561.2825 | 26563.5732 | 24645.5134 | 22014.392 | 18383.1433 | 17075.2906 | 15547.1993 | 26031.3031 | 38478.9222 | 33782.3974 | 32440.8287 | 34099.9222 | 36085.5857 | 44842.8434 | 52566.156 | 56351.9167 | 52701.9193
Real 2023 $ | 0 | 36199.2646 | 34663.1052 | 33336.7019 | 31192.4402 | 28944.6377 | 27053.2365 | 25146.5601 | 23441.5747 | 21270.2064 | 19253.0357 | 16778.154 | 13668.8944 | 12386.7637 | 11003.1758 | 17973.7182 | 25920.3614 | 22201.6246 | 20799.9534 | 21330.4465 | 22021.9844 | 26698.8139 | 30533.8228 | 31934.4756 | 29137.5923
Operating Expense Calculations
System Size (kW AC) | 5000
System Age | 1
Base OpEx Rate ($/kW-year) | 19.0139
Size Range | 1
Pivot Capacity (MW) | 5
Factor at Pivot | 0.74547
Exponent | 0.31
OpEx Scale Factor | 0.74547
Scaled OpEx Rate | 14.1743 | /kW-year
Annual Operating Expense
Nominal $ | 0 | 74459.3238 | 76320.8069 | 78228.827 | 80184.5477 | 82189.1614 | 84243.8904 | 86349.9877 | 88508.7374 | 90721.4558 | 92989.4922 | 95314.2295 | 97697.0853 | 100139.5124 | 102643.0002 | 105209.0752 | 107839.3021 | 110535.2846 | 113298.6668 | 116131.1334 | 119034.4118 | 122010.2721 | 125060.5289 | 128187.0421 | 131391.7181
Real 2023 $ | 0 | 72643.2427 | 72643.2427 | 72643.2427 | 72643.2427 | 72643.2427 | 72643.2427 | 72643.2427 | 72643.2427 | 72643.2427 | 72643.2427 | 72643.2427 | 72643.2427 | 72643.2427 | 72643.2427 | 72643.2427 | 72643.2427 | 72643.2427 | 72643.2427 | 72643.2427 | 72643.2427 | 72643.2427 | 72643.2427 | 72643.2427 | 72643.2427
Ground Lease Expense Calculations
System Age | 1
Annual Ground Lease | 5000
Ground Lease Escalation | 2%
Annual Ground Lease Expense
Nominal $ | 0 | 5100 | 5202 | 5306.04 | 5412.1608 | 5520.404 | 5630.8121 | 5743.4283 | 5858.2969 | 5975.4628 | 6094.9721 | 6216.8715 | 6341.209 | 6468.0332 | 6597.3938 | 6729.3417 | 6863.9285 | 7001.2071 | 7141.2312 | 7284.0559 | 7429.737 | 7578.3317 | 7729.8984 | 7884.4963 | 8042.1862
Real 2023 $ | 0 | 4975.6098 | 4951.3385 | 4927.1856 | 4903.1506 | 4879.2328 | 4855.4316 | 4831.7466 | 4808.1771 | 4784.7226 | 4761.3825 | 4738.1562 | 4715.0433 | 4692.043 | 4669.155 | 4646.3787 | 4623.7134 | 4601.1587 | 4578.714 | 4556.3788 | 4534.1526 | 4512.0348 | 4490.0248 | 4468.1223 | 4446.3266
Decommissioning Expense Calculations
System Size (kW AC) | 5000
System Age | 1
Decom Cost per kW/yr | 1.87
COD Inflation Adjustment | 1.025
Annual Decommissioning Expense
Nominal $ | 0 | 9583.75 | 9583.75 | 9583.75 | 9583.75 | 9583.75 | 9583.75 | 9583.75 | 9583.75 | 9583.75 | 9583.75 | 9583.75 | 9583.75 | 9583.75 | 9583.75 | 9583.75 | 9583.75 | 9583.75 | 9583.75 | 9583.75 | 9583.75 | 9583.75 | 9583.75 | 9583.75 | 9583.75
Real 2023 $ | 0 | 9350 | 9121.9512 | 8899.4646 | 8682.4045 | 8470.6385 | 8264.0376 | 8062.4757 | 7865.8299 | 7673.9804 | 7486.8102 | 7304.2051 | 7126.0537 | 6952.2475 | 6782.6805 | 6617.2493 | 6455.853 | 6298.3931 | 6144.7738 | 5994.9013 | 5848.6841 | 5706.0333 | 5566.8618 | 5431.0847 | 5298.6192
Inverter Replacement Expense Calculations
Inverter Size (kW) | 5000
Inverter Age | 1
Replacement Cycle | 15
Replacement Cost ($/kW) | 100
Annual Inverter Replacement Expense
Nominal $ | 0 | 0 | 0 | 0 | 0 | 0 | 0 | 0 | 0 | 0 | 0 | 0 | 0 | 0 | 724149.0832 | 0 | 0 | 0 | 0 | 0 | 0 | 0 | 0 | 0 | 0
Real 2023 $ | 0 | 0 | 0 | 0 | 0 | 0 | 0 | 0 | 0 | 0 | 0 | 0 | 0 | 0 | 512500 | 0 | 0 | 0 | 0 | 0 | 0 | 0 | 0 | 0 | 0
Total Cash Flows
VDER Total Cash Flow
Nominal $ | 0 | 716906.8169 | 662758.4165 | 718436.2106 | 703249.349 | 678184.9152 | 646566.5935 | 614846.8647 | 590029.2395 | 562174.8669 | 475875.2588 | 441096.5148 | 416215.9543 | 408309.3135 | -326125.4154 | 402576.5748 | 408702.215 | 396142.1182 | 395714.7019 | 397954.0291 | 392620.5806 | 404641.456 | 410778.5658 | 423371.8362 | 419136.8666
Real 2023 $ | 0 | 699421.2847 | 630823.002 | 667139.4419 | 637109.2012 | 599416.6451 | 557532.3472 | 517249.2922 | 484264.475 | 450149.3602 | 371752.9916 | 336179.4072 | 309479.8223 | 296195.8956 | -230807.8257 | 277965.2589 | 275312.0024 | 260342.642 | 253718.7767 | 248931.2751 | 239604.9319 | 240917.9735 | 238606.7557 | 239923.6503 | 231730.4436
NEM Total Cash Flow
Nominal $ | 0 | 1736506.9666 | 1749686.6835 | 1810085.1701 | 1818486.0797 | 1820021.408 | 1797599.724 | 1779882.8291 | 1787767.4835 | 1810978.4498 | 1803926.9231 | 1818469.8591 | 1849876.1146 | 1890004.0263 | 1192958.9282 | 1961798.3718 | 2005718.0972 | 2063970.4912 | 2114785.5077 | 2163612.3964 | 2195943.0815 | 2257646.4686 | 2306873.0962 | 2382404.4323 | 2458730.3338
Real 2023 $ | 0 | 1694153.1381 | 1665376.9741 | 1680844.0227 | 1647458.6365 | 1608633.725 | 1550064.6082 | 1497353.5466 | 1467304.0315 | 1450101.8073 | 1409224.8292 | 1385937.3147 | 1375486.2716 | 1371047.4307 | 844289.4769 | 1354554.2052 | 1351101.7199 | 1356431.2048 | 1355928.3731 | 1353399.5216 | 1340120.2548 | 1344171.7454 | 1339981.0774 | 1350102.0117 | 1359371.4041
Tier 1 Total Cash Flow
Nominal $ | 0 | 379435.6382 | 329305.4171 | 385087.5353 | 371697.1529 | 347872.0113 | 318941.6065 | 287642.527 | 264653.3157 | 236973.7405 | 188071.3706 | 154544.409 | 131827.7651 | 124655.7847 | -608427.566 | 123195.7267 | 131410.5891 | 119523.9208 | 121152.2195 | 125136.9462 | 120595.5203 | 134198.0351 | 142839.8785 | 157942.2878 | 154637.1879
Real 2023 $ | 0 | 370181.1105 | 313437.6368 | 357592.0584 | 336739.2753 | 307468.1687 | 275022.3477 | 241983.6581 | 217213.3013 | 189751.595 | 146921.0541 | 117785.2149 | 98021.3106 | 90427.8462 | -430600.7351 | 85062.406 | 88521.4494 | 78550.53 | 77678.673 | 78276.6282 | 73595.9419 | 79899.6697 | 82970.6387 | 89505.4582 | 85495.09

## ModelFactors
Valuation Group | Valuation Group | NYISO Zone | Group-Zone | CapFactor | Technology | Base OpEx Rate ($2022/kW) |  | Pivot MW | Factor at Pivot |  | Exponent |  | Utility | Loss Adjustment Factor | DRV Rate ($2022/kWh) Phase 2 | Maximum MTC/CC Rate ($2022/kWh) | Revenue Type | Plant Type | NYISO Name | NYISO Letter | Year | Days | Cash Flow Types
1 | Solar Fixed - VDER | A | 1A | 0.18756 |  | Low Range | High Range |  | Low Range | High Range | Low Range | High Range | Central Hudson | 1.0264 | 0.05 | 0.0599 | VDER | Solar - Fixed Axis | A - West | A | 2000 | 366 | Nominal Dollars
1 | Solar Fixed - VDER | B | 1B | 0.17373 | Solar - Fixed Axis | 17.7724 | 13.2488 | 5 | 0.74547 | 1 | 0.31 | 1 | ConEd (11am-3pm) | 1.0627 | 0.854 | 0.12 | VDER | Solar - Tracking | B - Genesee | B | 2001 | 365 | Real 2023 Dollars
1 | Solar Fixed - VDER | C | 1C | 0.18055 | Solar - Tracking | 19.0139 | 14.1743 | 5 | 0.74547 | 1 | 0.31 | 1 | ConEd (2pm-6pm) | 1.0627 | 0.854 | 0.12 | NEM | Solar - Fixed Axis | C - Central | C | 2002 | 365
1 | Solar Fixed - VDER | D | 1D | 0.18398 | Land Based Wind | 26.6189 | 26.6189 | 100 | 1 | 1 | 0.86 | 0.98 | ConEd (4pm-8pm) | 1.0627 | 0.854 | 0.12 | NEM | Solar - Tracking | D - North | D | 2003 | 365
1 | Solar Fixed - VDER | E | 1E | 0.18055 | [8 empty] | ConEd (7pm-11pm) | 1.0627 | 0.854 | 0.12 | Tier 1 | Solar - Fixed Axis | E - Mohawk Valley | E | 2004 | 366
1 | Solar Fixed - VDER | F | 1F | 0.19015 | [8 empty] | National Grid | 1.084 | 0.21 | 0.0282 | Tier 1 | Solar - Tracking | F - Capital | F | 2005 | 365
1 | Solar Fixed - VDER | G | 1G | 0.19206 | [8 empty] | NYSEG | 1.0728 | 0.089 | 0.0314 | Tier 1 | Land Based Wind | G - Hudson Valley | G | 2006 | 365
1 | Solar Fixed - VDER | H | 1H | 0.19397 | [8 empty] | Orange & Rockland | 1.0799 | 0.222 | 0.0911 |  |  | H - Millwood | H | 2007 | 365
1 | Solar Fixed - VDER | I | 1I | 0.19397 | [8 empty] | PSEG Long Island | 1.0669 | 0.338 | 0.05 |  |  | I - Dunwoodie | I | 2008 | 366
1 | Solar Fixed - VDER | J | 1J | 0.19397 | [8 empty] | RGE | 1.0693 | 0.109 | 0.03829 |  |  | J - N.Y.C. | J | 2009 | 365
1 | Solar Fixed - VDER | K | 1K | 0.20611 | [14 empty] | K - Long Island | K | 2010 | 365
2 | Solar Tracking - VDER | A | 2A | 0.21011 | [16 empty] | 2011 | 365
2 | Solar Tracking - VDER | B | 2B | 0.1971 | [16 empty] | 2012 | 366
2 | Solar Tracking - VDER | C | 2C | 0.19951 | [16 empty] | 2013 | 365
2 | Solar Tracking - VDER | D | 2D | 0.20455 | [16 empty] | 2014 | 365
2 | Solar Tracking - VDER | E | 2E | 0.19951 | [16 empty] | 2015 | 365
2 | Solar Tracking - VDER | F | 2F | 0.20953 | [16 empty] | 2016 | 366
2 | Solar Tracking - VDER | G | 2G | 0.21288 | [16 empty] | 2017 | 365
2 | Solar Tracking - VDER | H | 2H | 0.21623 | [16 empty] | 2018 | 365
2 | Solar Tracking - VDER | I | 2I | 0.21623 | [16 empty] | 2019 | 365
2 | Solar Tracking - VDER | J | 2J | 0.21623 | [16 empty] | 2020 | 366
2 | Solar Tracking - VDER | K | 2K | 0.22963 | [16 empty] | 2021 | 365
3 | Solar Fixed - Tier 1 | A | 3A | 0.19105 | [16 empty] | 2022 | 365
3 | Solar Fixed - Tier 1 | B | 3B | 0.19105 | [16 empty] | 2023 | 365
3 | Solar Fixed - Tier 1 | C | 3C | 0.18595 | [16 empty] | 2024 | 366
3 | Solar Fixed - Tier 1 | D | 3D | 0.19515 | [16 empty] | 2025 | 365
3 | Solar Fixed - Tier 1 | E | 3E | 0.19515 | [16 empty] | 2026 | 365
3 | Solar Fixed - Tier 1 | F | 3F | 0.19515 | [16 empty] | 2027 | 365
3 | Solar Fixed - Tier 1 | G | 3G | 0.19515 | [16 empty] | 2028 | 366
3 | Solar Fixed - Tier 1 | H | 3H | 0.19515 | [16 empty] | 2029 | 365
3 | Solar Fixed - Tier 1 | I | 3I | 0.19515 | [16 empty] | 2030 | 365
3 | Solar Fixed - Tier 1 | J | 3J | 0.19515 | [16 empty] | 2031 | 365
3 | Solar Fixed - Tier 1 | K | 3K | 0.19515 | [16 empty] | 2032 | 366
4 | Solar Tracking - Tier 1 | A | 4A | 0.2334 | [16 empty] | 2033 | 365
4 | Solar Tracking - Tier 1 | B | 4B | 0.23988 | [16 empty] | 2034 | 365
4 | Solar Tracking - Tier 1 | C | 4C | 0.22456 | [16 empty] | 2035 | 365
4 | Solar Tracking - Tier 1 | D | 4D | 0.22099 | [16 empty] | 2036 | 366
4 | Solar Tracking - Tier 1 | E | 4E | 0.22099 | [16 empty] | 2037 | 365
4 | Solar Tracking - Tier 1 | F | 4F | 0.22347 | [16 empty] | 2038 | 365
4 | Solar Tracking - Tier 1 | G | 4G | 0.20999 | [16 empty] | 2039 | 365
4 | Solar Tracking - Tier 1 | H | 4H | 0.20999 | [16 empty] | 2040 | 366
4 | Solar Tracking - Tier 1 | I | 4I | 0.20999 | [16 empty] | 2041 | 365
4 | Solar Tracking - Tier 1 | J | 4J | 0.20999 | [16 empty] | 2042 | 365
4 | Solar Tracking - Tier 1 | K | 4K | 0.20999 | [16 empty] | 2043 | 365
5 | Onshore Wind - Tier 1 | A | 5A | 0.30429 | [16 empty] | 2044 | 366
5 | Onshore Wind - Tier 1 | B | 5B | 0.32004 | [16 empty] | 2045 | 365
5 | Onshore Wind - Tier 1 | C | 5C | 0.32004 | [16 empty] | 2046 | 365
5 | Onshore Wind - Tier 1 | D | 5D | 0.34367 | [16 empty] | 2047 | 365
5 | Onshore Wind - Tier 1 | E | 5E | 0.34367 | [16 empty] | 2048 | 366
5 | Onshore Wind - Tier 1 | F | 5F | 0.34367 | [16 empty] | 2049 | 365
5 | Onshore Wind - Tier 1 | G | 5G | 0.34367 | [16 empty] | 2050 | 365
5 | Onshore Wind - Tier 1 | H | 5H | 0.34367
5 | Onshore Wind - Tier 1 | I | 5I | 0.34367
5 | Onshore Wind - Tier 1 | J | 5J | 0.34367
5 | Onshore Wind - Tier 1 | K | 5K | 0.34367
6 | Solar Fixed - NEM | Central Hudson | 6-1-F | 0.19015
6 | Solar Fixed - NEM | ConEd NYC | 6-2-J | 0.19397
6 | Solar Fixed - NEM | ConEd West | 6-3-I | 0.19397
6 | Solar Fixed - NEM | National Grid | 6-4-A | 0.18756
6 | Solar Fixed - NEM | NYSEG | 6-5-D | 0.18398
6 | Solar Fixed - NEM | Orange & Rockland | 6-6-G | 0.19206
6 | Solar Fixed - NEM | PSEG Long Island | 6-7-K | 0.20611
6 | Solar Fixed - NEM | RGE | 6-8-C | 0.18055
7 | Solar Tracking - NEM | Central Hudson | 7-1-F | 0.20953
7 | Solar Tracking - NEM | ConEd NYC | 7-2-J | 0.21623
7 | Solar Tracking - NEM | ConEd West | 7-3-I | 0.21623
7 | Solar Tracking - NEM | National Grid | 7-4-A | 0.21011
7 | Solar Tracking - NEM | NYSEG | 7-5-D | 0.20455
7 | Solar Tracking - NEM | Orange & Rockland | 7-6-G | 0.21288
7 | Solar Tracking - NEM | PSEG Long Island | 7-7-K | 0.22963
7 | Solar Tracking - NEM | RGE | 7-8-C | 0.19951
Formulas:
Days = DAYS(DATE([Year],12,31),DATE([Year]-1,12,31))

## Forecasts
Revenue | ValFactor | Type-Zone | Type | Zone | 2023 | 2024 | 2025 | 2026 | 2027 | 2028 | 2029 | 2030 | 2031 | 2032 | 2033 | 2034 | 2035 | 2036 | 2037 | 2038 | 2039 | 2040 | 2041 | 2042 | 2043 | 2044 | 2045 | 2046 | 2047 | 2048 | 2049 | 2050
VDER | Hourly | Solar - Fixed Axis-A | Solar - Fixed Axis | A | 57.2443 | 45.8373 | 39.6924 | 44.5973 | 42.7416 | 40.0056 | 36.8823 | 33.6099 | 30.9054 | 27.8322 | 23.3967 | 20.1844 | 18 | 17.3006 | 16.5909 | 16.0698 | 15.8281 | 14.9668 | 15.1632 | 15.3738 | 14.9244 | 15.1973 | 15.3576 | 15.9278 | 15.8544 | 16.0104 | 15.3739 | 18.8206
VDER | Hourly | Solar - Fixed Axis-B | Solar - Fixed Axis | B | 55.8581 | 45.0525 | 39.0194 | 43.9893 | 42.1304 | 39.3394 | 36.2052 | 32.9894 | 30.2865 | 27.1981 | 22.6841 | 19.4769 | 17.305 | 16.6451 | 15.8869 | 15.3837 | 15.0575 | 14.2412 | 14.3547 | 14.566 | 14.0505 | 14.3132 | 14.3884 | 14.8896 | 14.7434 | 14.9047 | 14.2266 | 17.6106
VDER | Hourly | Solar - Fixed Axis-C | Solar - Fixed Axis | C | 48.0342 | 38.2602 | 40.0164 | 44.8493 | 42.967 | 40.2631 | 36.8772 | 33.2999 | 30.4637 | 27.5604 | 23.3362 | 20.1612 | 17.9043 | 17.251 | 16.4286 | 15.8685 | 15.5514 | 15.3007 | 15.5233 | 15.7576 | 15.3056 | 15.619 | 15.6566 | 16.3803 | 16.3486 | 16.5013 | 15.8229 | 19.4707
VDER | Hourly | Solar - Fixed Axis-D | Solar - Fixed Axis | D | 47.2423 | 37.6874 | 39.4961 | 44.3392 | 42.4997 | 39.7601 | 36.4161 | 32.8383 | 30.0004 | 27.0651 | 22.7307 | 19.5057 | 17.264 | 16.595 | 15.7657 | 15.1953 | 14.8346 | 14.5567 | 14.743 | 14.9658 | 14.5024 | 14.8075 | 14.8113 | 15.4868 | 15.43 | 15.5537 | 14.858 | 18.4211
VDER | Hourly | Solar - Fixed Axis-E | Solar - Fixed Axis | E | 48.0342 | 38.2602 | 40.0164 | 44.8493 | 42.967 | 40.2631 | 36.8772 | 33.2999 | 30.4637 | 27.5604 | 23.3362 | 20.1612 | 17.9043 | 17.251 | 16.4286 | 15.8685 | 15.5514 | 15.3007 | 15.5233 | 15.7576 | 15.3056 | 15.619 | 15.6566 | 16.3803 | 16.3486 | 16.5013 | 15.8229 | 19.4707
VDER | Hourly | Solar - Fixed Axis-F | Solar - Fixed Axis | F | 58.1855 | 44.3314 | 44.1496 | 45.84 | 43.4954 | 40.8718 | 37.5046 | 33.7906 | 31.1071 | 28.4924 | 24.6446 | 21.7606 | 19.8117 | 19.1121 | 18.4078 | 17.823 | 17.6781 | 17.6516 | 17.9969 | 18.1664 | 17.7112 | 18.0846 | 18.2455 | 19.1518 | 19.3194 | 19.4773 | 18.8515 | 22.0897
VDER | Hourly | Solar - Fixed Axis-G | Solar - Fixed Axis | G | 66.7165 | 48.0385 | 46.8671 | 48.2112 | 45.7193 | 42.9125 | 39.2957 | 35.4522 | 32.7213 | 30.0142 | 26.1677 | 23.3021 | 21.4657 | 20.7234 | 20.0008 | 19.35 | 19.1749 | 19.2152 | 19.5832 | 19.7389 | 19.2899 | 19.6152 | 19.8134 | 20.6846 | 20.8472 | 21.0407 | 20.4541 | 23.477
VDER | Hourly | Solar - Fixed Axis-H | Solar - Fixed Axis | H | 66.1399 | 47.8069 | 46.6701 | 48.0008 | 45.5231 | 42.6895 | 39.0982 | 35.2647 | 32.5186 | 29.8037 | 25.923 | 23.0611 | 21.2565 | 20.5341 | 19.8167 | 19.1669 | 18.981 | 19.0289 | 19.3766 | 19.5495 | 19.1021 | 19.3953 | 19.6037 | 20.4684 | 20.6151 | 20.8382 | 20.2401 | 23.2306
VDER | Hourly | Solar - Fixed Axis-I | Solar - Fixed Axis | I | 66.1612 | 48.7119 | 47.1457 | 48.0008 | 45.5231 | 42.6895 | 39.0982 | 35.2647 | 32.5186 | 29.8037 | 25.923 | 23.0611 | 21.2565 | 20.5341 | 19.8167 | 19.1669 | 18.981 | 19.0289 | 19.3766 | 19.5495 | 19.1021 | 19.3953 | 19.6037 | 20.4653 | 20.6073 | 20.8176 | 20.1847 | 23.1384
VDER | Hourly | Solar - Fixed Axis-J | Solar - Fixed Axis | J | 66.1612 | 48.7119 | 47.1457 | 48.0008 | 45.5231 | 42.6895 | 39.0982 | 35.2647 | 32.5186 | 29.8037 | 25.923 | 23.0611 | 21.2565 | 20.5341 | 19.8167 | 19.1669 | 18.981 | 19.0289 | 19.3766 | 19.5495 | 19.1021 | 19.3953 | 19.6037 | 20.4653 | 20.6073 | 20.8176 | 20.1847 | 23.1384
VDER | Hourly | Solar - Fixed Axis-K | Solar - Fixed Axis | K | 68.2077 | 50.1784 | 47.5888 | 48.4812 | 46.0197 | 43.2062 | 39.4984 | 35.4075 | 32.2981 | 29.2286 | 25.2857 | 22.1395 | 20.045 | 19.2123 | 18.2999 | 17.4884 | 17.1829 | 17.073 | 17.2413 | 17.2213 | 16.643 | 16.6624 | 16.7537 | 17.083 | 17.072 | 17.0142 | 16.5565 | 18.4158
VDER | Hourly | Solar - Tracking-A | Solar - Tracking | A | 55.948 | 45.1022 | 39.3336 | 44.4576 | 42.6189 | 39.8594 | 36.7015 | 33.5145 | 31.1048 | 28.2901 | 23.9959 | 21.0894 | 19.1861 | 18.5002 | 17.8138 | 17.4063 | 17.0457 | 16.3106 | 16.4825 | 16.5642 | 16.015 | 16.2862 | 16.3266 | 16.9535 | 16.8987 | 16.9471 | 16.3493 | 19.8319
VDER | Hourly | Solar - Tracking-B | Solar - Tracking | B | 54.708 | 44.3909 | 38.7559 | 43.9507 | 42.1116 | 39.3075 | 36.137 | 33.0101 | 30.6023 | 27.7826 | 23.4384 | 20.5484 | 18.66 | 18.021 | 17.3086 | 16.9237 | 16.4822 | 15.7926 | 15.9078 | 15.993 | 15.4036 | 15.6504 | 15.6181 | 16.1922 | 16.0807 | 16.1507 | 15.5323 | 18.9325
VDER | Hourly | Solar - Tracking-C | Solar - Tracking | C | 46.9272 | 37.7665 | 39.5261 | 44.5778 | 42.7215 | 39.9885 | 36.6172 | 33.1424 | 30.6134 | 27.9681 | 23.8234 | 20.9435 | 18.978 | 18.3328 | 17.5485 | 17.1101 | 16.6753 | 16.4798 | 16.6733 | 16.7993 | 16.2567 | 16.5486 | 16.4994 | 17.2626 | 17.2516 | 17.3 | 16.6688 | 20.346
VDER | Hourly | Solar - Tracking-D | Solar - Tracking | D | 46.1383 | 37.2006 | 39.0005 | 44.0915 | 42.2813 | 39.5254 | 36.1965 | 32.7288 | 30.2168 | 27.5538 | 23.3205 | 20.4173 | 18.4735 | 17.8242 | 17.0469 | 16.6195 | 16.1454 | 15.9376 | 16.1089 | 16.2221 | 15.6637 | 15.958 | 15.8803 | 16.6061 | 16.5777 | 16.5942 | 15.958 | 19.5552
VDER | Hourly | Solar - Tracking-E | Solar - Tracking | E | 46.9272 | 37.7665 | 39.5261 | 44.5778 | 42.7215 | 39.9885 | 36.6172 | 33.1424 | 30.6134 | 27.9681 | 23.8234 | 20.9435 | 18.978 | 18.3328 | 17.5485 | 17.1101 | 16.6753 | 16.4798 | 16.6733 | 16.7993 | 16.2567 | 16.5486 | 16.4994 | 17.2626 | 17.2516 | 17.3 | 16.6688 | 20.346
VDER | Hourly | Solar - Tracking-F | Solar - Tracking | F | 56.1893 | 43.6068 | 43.5371 | 45.4547 | 43.165 | 40.5426 | 37.2012 | 33.5828 | 31.2061 | 28.8654 | 25.0645 | 22.4548 | 20.775 | 20.097 | 19.4128 | 18.9672 | 18.6839 | 18.7423 | 19.039 | 19.1183 | 18.5563 | 18.915 | 18.9791 | 19.9279 | 20.1102 | 20.1474 | 19.569 | 22.8073
VDER | Hourly | Solar - Tracking-G | Solar - Tracking | G | 64.4239 | 47.3319 | 46.2901 | 47.8464 | 45.4255 | 42.6486 | 39.0947 | 35.3608 | 32.9235 | 30.493 | 26.6652 | 24.0544 | 22.4884 | 21.7554 | 21.0557 | 20.539 | 20.219 | 20.3362 | 20.6572 | 20.716 | 20.1597 | 20.4758 | 20.5684 | 21.4883 | 21.67 | 21.7308 | 21.1925 | 24.1988
VDER | Hourly | Solar - Tracking-H | Solar - Tracking | H | 63.9731 | 47.1275 | 46.1125 | 47.6568 | 45.246 | 42.4461 | 38.9204 | 35.1872 | 32.7342 | 30.294 | 26.4274 | 23.8121 | 22.2755 | 21.5536 | 20.8586 | 20.343 | 20.0096 | 20.1314 | 20.4398 | 20.5082 | 19.9596 | 20.2446 | 20.3458 | 21.2602 | 21.4309 | 21.5113 | 20.9677 | 23.935
VDER | Hourly | Solar - Tracking-I | Solar - Tracking | I | 63.9946 | 48.0273 | 46.5662 | 47.6568 | 45.246 | 42.4461 | 38.9204 | 35.1872 | 32.7342 | 30.294 | 26.4274 | 23.8121 | 22.2755 | 21.5536 | 20.8586 | 20.343 | 20.0096 | 20.1314 | 20.4398 | 20.5082 | 19.9596 | 20.2446 | 20.3458 | 21.2571 | 21.4231 | 21.4959 | 20.9173 | 23.8442
VDER | Hourly | Solar - Tracking-J | Solar - Tracking | J | 63.9946 | 48.0273 | 46.5662 | 47.6568 | 45.246 | 42.4461 | 38.9204 | 35.1872 | 32.7342 | 30.294 | 26.4274 | 23.8121 | 22.2755 | 21.5536 | 20.8586 | 20.343 | 20.0096 | 20.1314 | 20.4398 | 20.5082 | 19.9596 | 20.2446 | 20.3458 | 21.2571 | 21.4231 | 21.4959 | 20.9173 | 23.8442
VDER | Hourly | Solar - Tracking-K | Solar - Tracking | K | 65.9155 | 49.4265 | 47.0915 | 48.2247 | 45.8476 | 43.0609 | 39.3915 | 35.3741 | 32.6035 | 29.8611 | 25.9401 | 23.0574 | 21.2487 | 20.3822 | 19.5331 | 18.8618 | 18.42 | 18.4239 | 18.584 | 18.4644 | 17.8138 | 17.809 | 17.7595 | 18.2436 | 18.2514 | 18.1393 | 17.6859 | 19.4656
Tier 1 | Hourly | Solar - Fixed Axis-A | Solar - Fixed Axis | A | 55.4368 | 44.7455 | 39.0209 | 43.9679 | 42.0906 | 39.1701 | 36.1068 | 32.8083 | 30.1368 | 27.1485 | 22.6351 | 19.5552 | 17.5686 | 16.9306 | 16.2175 | 15.7855 | 15.3877 | 14.6746 | 14.8115 | 14.9723 | 14.4235 | 14.6048 | 14.6692 | 15.2584 | 15.1051 | 15.284 | 14.6016 | 17.98
Tier 1 | Hourly | Solar - Fixed Axis-B | Solar - Fixed Axis | B | 55.4368 | 44.7455 | 39.0209 | 43.9679 | 42.0906 | 39.1701 | 36.1068 | 32.8083 | 30.1368 | 27.1485 | 22.6351 | 19.5552 | 17.5686 | 16.9306 | 16.2175 | 15.7855 | 15.3877 | 14.6746 | 14.8115 | 14.9723 | 14.4235 | 14.6048 | 14.6692 | 15.2584 | 15.1051 | 15.284 | 14.6016 | 17.98
Tier 1 | Hourly | Solar - Fixed Axis-C | Solar - Fixed Axis | C | 46.2538 | 37.3431 | 39.1579 | 44.108 | 42.1803 | 39.2716 | 35.955 | 32.3833 | 29.6526 | 26.8389 | 22.4896 | 19.4682 | 17.4789 | 16.8595 | 16.0447 | 15.5625 | 15.077 | 14.921 | 15.0595 | 15.2233 | 14.6793 | 14.8883 | 14.8323 | 15.5657 | 15.4345 | 15.5775 | 14.8641 | 18.4265
Tier 1 | Hourly | Solar - Fixed Axis-D | Solar - Fixed Axis | D | 46.6802 | 37.4398 | 39.2086 | 44.1366 | 42.2653 | 39.4047 | 36.1238 | 32.5295 | 29.8019 | 26.9909 | 22.6723 | 19.6306 | 17.6195 | 16.9799 | 16.1645 | 15.6889 | 15.2507 | 15.0547 | 15.2172 | 15.3878 | 14.8637 | 15.1017 | 15.0726 | 15.8142 | 15.7188 | 15.8719 | 15.1722 | 18.751
Tier 1 | Hourly | Solar - Fixed Axis-E | Solar - Fixed Axis | E | 46.6802 | 37.4398 | 39.2086 | 44.1366 | 42.2653 | 39.4047 | 36.1238 | 32.5295 | 29.8019 | 26.9909 | 22.6723 | 19.6306 | 17.6195 | 16.9799 | 16.1645 | 15.6889 | 15.2507 | 15.0547 | 15.2172 | 15.3878 | 14.8637 | 15.1017 | 15.0726 | 15.8142 | 15.7188 | 15.8719 | 15.1722 | 18.751
Tier 1 | Hourly | Solar - Fixed Axis-F | Solar - Fixed Axis | F | 55.9555 | 43.4524 | 43.3717 | 45.1732 | 42.7991 | 40.0514 | 36.7452 | 33.0378 | 30.4622 | 27.9899 | 24.0307 | 21.301 | 19.6316 | 18.9768 | 18.2965 | 17.8335 | 17.5184 | 17.5708 | 17.8323 | 17.9558 | 17.4143 | 17.7022 | 17.7807 | 18.691 | 18.7834 | 18.9519 | 18.3199 | 21.4424
Tier 1 | Hourly | Solar - Fixed Axis-G | Solar - Fixed Axis | G | 64.7844 | 47.4171 | 46.3173 | 47.7674 | 45.2515 | 42.3728 | 38.8162 | 34.9934 | 32.38 | 29.8206 | 25.8641 | 23.1518 | 21.5623 | 20.8455 | 20.1452 | 19.6143 | 19.2734 | 19.3837 | 19.6785 | 19.7755 | 19.2389 | 19.5148 | 19.6179 | 20.5041 | 20.6082 | 20.7801 | 20.2006 | 23.1365
Tier 1 | Hourly | Solar - Fixed Axis-H | Solar - Fixed Axis | H | 64.7844 | 47.4171 | 46.3173 | 47.7674 | 45.2515 | 42.3728 | 38.8162 | 34.9934 | 32.38 | 29.8206 | 25.8641 | 23.1518 | 21.5623 | 20.8455 | 20.1452 | 19.6143 | 19.2734 | 19.3837 | 19.6785 | 19.7755 | 19.2389 | 19.5148 | 19.6179 | 20.5041 | 20.6082 | 20.7801 | 20.2006 | 23.1365
Tier 1 | Hourly | Solar - Fixed Axis-I | Solar - Fixed Axis | I | 64.8042 | 48.381 | 46.8131 | 47.7674 | 45.2515 | 42.3728 | 38.8162 | 34.9934 | 32.38 | 29.8206 | 25.8641 | 23.1518 | 21.5623 | 20.8455 | 20.1452 | 19.6143 | 19.2734 | 19.3837 | 19.6785 | 19.7755 | 19.2389 | 19.5148 | 19.6179 | 20.5014 | 20.6015 | 20.7635 | 20.1556 | 23.0462
Tier 1 | Hourly | Solar - Fixed Axis-J | Solar - Fixed Axis | J | 64.8042 | 48.381 | 46.8131 | 47.7674 | 45.2515 | 42.3728 | 38.8162 | 34.9934 | 32.38 | 29.8206 | 25.8641 | 23.1518 | 21.5623 | 20.8455 | 20.1452 | 19.6143 | 19.2734 | 19.3837 | 19.6785 | 19.7755 | 19.2389 | 19.5148 | 19.6179 | 20.5014 | 20.6015 | 20.7635 | 20.1556 | 23.0462
Tier 1 | Hourly | Solar - Fixed Axis-K | Solar - Fixed Axis | K | 67 | 49.8239 | 47.2975 | 48.3016 | 45.835 | 42.9851 | 39.3175 | 35.198 | 32.2677 | 29.4173 | 25.3888 | 22.4229 | 20.5933 | 19.695 | 18.837 | 18.1316 | 17.7094 | 17.6874 | 17.832 | 17.7478 | 17.1296 | 17.1046 | 17.0856 | 17.5434 | 17.4976 | 17.4314 | 16.9694 | 18.7094
Tier 1 | Hourly | Solar - Tracking-A | Solar - Tracking | A | 55.5759 | 44.7271 | 39.1375 | 44.2045 | 42.3802 | 39.5253 | 36.4735 | 33.2177 | 30.8193 | 28.0724 | 23.7196 | 20.8312 | 19.041 | 18.3547 | 17.6675 | 17.3051 | 16.8608 | 16.1634 | 16.338 | 16.416 | 15.8545 | 16.0723 | 16.0966 | 16.7837 | 16.7143 | 16.8142 | 16.2147 | 19.671
Tier 1 | Hourly | Solar - Tracking-B | Solar - Tracking | B | 55.2345 | 44.502 | 38.852 | 43.945 | 42.1559 | 39.3434 | 36.2978 | 33.077 | 30.6299 | 27.8245 | 23.4501 | 20.5314 | 18.6826 | 18.0291 | 17.3184 | 16.9328 | 16.5155 | 15.8058 | 15.966 | 16.0752 | 15.5042 | 15.7321 | 15.7824 | 16.4429 | 16.3392 | 16.466 | 15.8314 | 19.2719
Tier 1 | Hourly | Solar - Tracking-C | Solar - Tracking | C | 46.1063 | 37.2837 | 39.06 | 44.1103 | 42.2303 | 39.3548 | 36.053 | 32.5281 | 29.9798 | 27.3221 | 23.0654 | 20.1825 | 18.3439 | 17.7065 | 16.9243 | 16.5284 | 16.007 | 15.8564 | 16.0013 | 16.1111 | 15.5345 | 15.7612 | 15.6844 | 16.4472 | 16.366 | 16.4579 | 15.7944 | 19.3867
Tier 1 | Hourly | Solar - Tracking-D | Solar - Tracking | D | 45.744 | 36.9576 | 38.7678 | 43.8435 | 41.9668 | 39.0897 | 35.8078 | 32.2705 | 29.7261 | 27.0638 | 22.7071 | 19.8125 | 17.9901 | 17.3253 | 16.5427 | 16.1469 | 15.585 | 15.4188 | 15.561 | 15.6458 | 15.0778 | 15.3014 | 15.1978 | 15.9205 | 15.8443 | 15.8812 | 15.219 | 18.7442
Tier 1 | Hourly | Solar - Tracking-E | Solar - Tracking | E | 45.744 | 36.9576 | 38.7678 | 43.8435 | 41.9668 | 39.0897 | 35.8078 | 32.2705 | 29.7261 | 27.0638 | 22.7071 | 19.8125 | 17.9901 | 17.3253 | 16.5427 | 16.1469 | 15.585 | 15.4188 | 15.561 | 15.6458 | 15.0778 | 15.3014 | 15.1978 | 15.9205 | 15.8443 | 15.8812 | 15.219 | 18.7442
Tier 1 | Hourly | Solar - Tracking-F | Solar - Tracking | F | 54.9967 | 43.0173 | 43.0029 | 44.9089 | 42.5785 | 39.8555 | 36.5756 | 32.9109 | 30.4719 | 28.1189 | 24.1385 | 21.504 | 19.9542 | 19.2941 | 18.6224 | 18.2198 | 17.8248 | 17.9077 | 18.157 | 18.2351 | 17.6581 | 17.9376 | 17.9768 | 18.8954 | 19.0158 | 19.098 | 18.4912 | 21.5858
Tier 1 | Hourly | Solar - Tracking-G | Solar - Tracking | G | 63.496 | 46.967 | 45.9554 | 47.5138 | 45.0589 | 42.2126 | 38.6922 | 34.9389 | 32.4618 | 30.0307 | 26.0823 | 23.4546 | 21.9807 | 21.2651 | 20.581 | 20.1169 | 19.7111 | 19.8471 | 20.1201 | 20.1844 | 19.6046 | 19.8834 | 19.9546 | 20.8493 | 20.9702 | 21.0772 | 20.5273 | 23.4455
Tier 1 | Hourly | Solar - Tracking-H | Solar - Tracking | H | 63.496 | 46.967 | 45.9554 | 47.5138 | 45.0589 | 42.2126 | 38.6922 | 34.9389 | 32.4618 | 30.0307 | 26.0823 | 23.4546 | 21.9807 | 21.2651 | 20.581 | 20.1169 | 19.7111 | 19.8471 | 20.1201 | 20.1844 | 19.6046 | 19.8834 | 19.9546 | 20.8493 | 20.9702 | 21.0772 | 20.5273 | 23.4455
Tier 1 | Hourly | Solar - Tracking-I | Solar - Tracking | I | 63.5162 | 47.9054 | 46.4286 | 47.5138 | 45.0589 | 42.2126 | 38.6922 | 34.9389 | 32.4618 | 30.0307 | 26.0823 | 23.4546 | 21.9807 | 21.2651 | 20.581 | 20.1169 | 19.7111 | 19.8471 | 20.1201 | 20.1844 | 19.6046 | 19.8834 | 19.9546 | 20.8469 | 20.9642 | 21.0637 | 20.485 | 23.3597
Tier 1 | Hourly | Solar - Tracking-J | Solar - Tracking | J | 63.5162 | 47.9054 | 46.4286 | 47.5138 | 45.0589 | 42.2126 | 38.6922 | 34.9389 | 32.4618 | 30.0307 | 26.0823 | 23.4546 | 21.9807 | 21.2651 | 20.581 | 20.1169 | 19.7111 | 19.8471 | 20.1201 | 20.1844 | 19.6046 | 19.8834 | 19.9546 | 20.8469 | 20.9642 | 21.0637 | 20.485 | 23.3597
Tier 1 | Hourly | Solar - Tracking-K | Solar - Tracking | K | 65.638 | 49.2773 | 46.9269 | 48.066 | 45.6726 | 42.8567 | 39.2145 | 35.1608 | 32.3834 | 29.678 | 25.6624 | 22.7829 | 21.0731 | 20.175 | 19.3456 | 18.7143 | 18.2344 | 18.2606 | 18.3924 | 18.277 | 17.6289 | 17.6028 | 17.5466 | 18.0566 | 18.0315 | 17.9477 | 17.492 | 19.2103
Tier 1 | Hourly | Land Based Wind-A | Land Based Wind | A | 56.5664 | 43.1983 | 40.3084 | 45.2134 | 44.4362 | 42.1424 | 39.7126 | 36.9262 | 35.4875 | 34.5243 | 32.4277 | 31.1819 | 30.7756 | 30.7833 | 30.7251 | 31.15 | 31.5752 | 30.9057 | 31.7377 | 32.214 | 31.864 | 32.2431 | 32.9488 | 34.2305 | 35.2868 | 35.677 | 35.7587 | 40.9256
Tier 1 | Hourly | Land Based Wind-B | Land Based Wind | B | 56.3232 | 42.9751 | 40.3015 | 45.3298 | 44.525 | 42.2647 | 39.8045 | 37.0805 | 35.6491 | 34.7662 | 32.7414 | 31.612 | 31.2887 | 31.3448 | 31.3717 | 31.8689 | 32.3336 | 31.6988 | 32.5909 | 33.0904 | 32.8246 | 33.2259 | 33.9476 | 35.2701 | 36.3006 | 36.7592 | 36.9822 | 42.0224
Tier 1 | Hourly | Land Based Wind-C | Land Based Wind | C | 50.8402 | 39.2996 | 40.5051 | 45.4005 | 44.5147 | 42.241 | 39.641 | 36.7385 | 35.2241 | 34.3898 | 32.4008 | 31.2354 | 30.8585 | 30.84 | 30.681 | 31.0847 | 31.5053 | 31.8163 | 32.6774 | 33.1761 | 32.9413 | 33.4439 | 34.0715 | 35.5379 | 37.0576 | 37.4294 | 37.8178 | 43.0903
Tier 1 | Hourly | Land Based Wind-D | Land Based Wind | D | 49.8169 | 38.7342 | 39.9137 | 44.8896 | 44.0179 | 41.7545 | 39.1504 | 36.2806 | 34.8093 | 33.9875 | 31.9755 | 30.8555 | 30.5503 | 30.5894 | 30.3879 | 30.8471 | 31.1987 | 31.5423 | 32.3447 | 32.8358 | 32.4775 | 32.9796 | 33.5565 | 34.9775 | 36.4021 | 36.8038 | 37.064 | 42.3528
Tier 1 | Hourly | Land Based Wind-E | Land Based Wind | E | 49.8169 | 38.7342 | 39.9137 | 44.8896 | 44.0179 | 41.7545 | 39.1504 | 36.2806 | 34.8093 | 33.9875 | 31.9755 | 30.8555 | 30.5503 | 30.5894 | 30.3879 | 30.8471 | 31.1987 | 31.5423 | 32.3447 | 32.8358 | 32.4775 | 32.9796 | 33.5565 | 34.9775 | 36.4021 | 36.8038 | 37.064 | 42.3528
Tier 1 | Hourly | Land Based Wind-F | Land Based Wind | F | 59.7433 | 44.4021 | 43.9545 | 45.8264 | 44.4223 | 42.2237 | 39.4886 | 36.5389 | 35.1403 | 34.4569 | 32.6416 | 31.6608 | 31.5614 | 31.559 | 31.4633 | 31.9283 | 32.3696 | 32.9532 | 33.8552 | 34.3256 | 34.0272 | 34.605 | 35.2868 | 36.7652 | 38.3732 | 38.787 | 39.1458 | 43.9373
Tier 1 | Hourly | Land Based Wind-G | Land Based Wind | G | 67.0965 | 47.7015 | 46.7283 | 48.4166 | 46.8186 | 44.4632 | 41.4695 | 38.3131 | 36.8355 | 36.0675 | 34.2138 | 33.2054 | 33.156 | 33.0585 | 32.9212 | 33.3219 | 33.712 | 34.3521 | 35.3149 | 35.7565 | 35.4565 | 35.9818 | 36.6729 | 38.0915 | 39.7128 | 40.1155 | 40.4917 | 45.1047
Tier 1 | Hourly | Land Based Wind-H | Land Based Wind | H | 67.0965 | 47.7015 | 46.7283 | 48.4166 | 46.8186 | 44.4632 | 41.4695 | 38.3131 | 36.8355 | 36.0675 | 34.2138 | 33.2054 | 33.156 | 33.0585 | 32.9212 | 33.3219 | 33.712 | 34.3521 | 35.3149 | 35.7565 | 35.4565 | 35.9818 | 36.6729 | 38.0915 | 39.7128 | 40.1155 | 40.4917 | 45.1047
Tier 1 | Hourly | Land Based Wind-I | Land Based Wind | I | 67.1025 | 47.9144 | 46.8228 | 48.4166 | 46.8186 | 44.4632 | 41.4695 | 38.3131 | 36.8355 | 36.0675 | 34.2138 | 33.2054 | 33.156 | 33.0585 | 32.9212 | 33.3219 | 33.712 | 34.3521 | 35.3149 | 35.7565 | 35.4565 | 35.9692 | 36.6729 | 38.087 | 39.6713 | 40.0128 | 40.2059 | 44.6393
Tier 1 | Hourly | Land Based Wind-J | Land Based Wind | J | 67.1025 | 47.9144 | 46.8228 | 48.4166 | 46.8186 | 44.4632 | 41.4695 | 38.3131 | 36.8355 | 36.0675 | 34.2138 | 33.2054 | 33.156 | 33.0585 | 32.9212 | 33.3219 | 33.712 | 34.3521 | 35.3149 | 35.7565 | 35.4565 | 35.9692 | 36.6729 | 38.087 | 39.6713 | 40.0128 | 40.2059 | 44.6393
Tier 1 | Hourly | Land Based Wind-K | Land Based Wind | K | 70.2281 | 50.082 | 47.2798 | 48.787 | 47.276 | 44.8912 | 41.8085 | 38.4829 | 36.7558 | 35.7642 | 33.7005 | 32.2082 | 31.5293 | 30.5442 | 29.7555 | 29.4722 | 29.4246 | 29.5594 | 30.3289 | 30.4648 | 29.7956 | 29.9032 | 29.9341 | 30.3497 | 30.7302 | 30.6966 | 31.4781 | 33.3261
Revenue | ValFactor | Type-Zone | Type | Zone | 2023 | 2024 | 2025 | 2026 | 2027 | 2028 | 2029 | 2030 | 2031 | 2032 | 2033 | 2034 | 2035 | 2036 | 2037 | 2038 | 2039 | 2040 | 2041 | 2042 | 2043 | 2044 | 2045 | 2046 | 2047 | 2048 | 2049 | 2050
Tier 1/VDER | UCAP | Solar - Fixed Axis-A | Solar - Fixed Axis | A | 10.5414 | 7.0988 | 6.8319 | 6.6038 | 6.2105 | 5.7925 | 5.4419 | 5.0846 | 4.7645 | 4.3458 | 3.9544 | 3.4643 | 2.8373 | 2.585 | 2.3086 | 3.7914 | 5.4974 | 4.7345 | 4.4599 | 4.5989 | 4.7744 | 5.8207 | 6.6942 | 7.0408 | 6.4607 | 6.3471 | 6.242 | 6.1502
Tier 1/VDER | UCAP | Solar - Fixed Axis-B | Solar - Fixed Axis | B | 10.5414 | 7.0988 | 6.8319 | 6.6038 | 6.2105 | 5.7925 | 5.4419 | 5.0846 | 4.7645 | 4.3458 | 3.9544 | 3.4643 | 2.8373 | 2.585 | 2.3086 | 3.7914 | 5.4974 | 4.7345 | 4.4599 | 4.5989 | 4.7744 | 5.8207 | 6.6942 | 7.0408 | 6.4607 | 6.3471 | 6.242 | 6.1502
Tier 1/VDER | UCAP | Solar - Fixed Axis-C | Solar - Fixed Axis | C | 10.5414 | 7.0988 | 6.8319 | 6.6038 | 6.2105 | 5.7925 | 5.4419 | 5.0846 | 4.7645 | 4.3458 | 3.9544 | 3.4643 | 2.8373 | 2.585 | 2.3086 | 3.7914 | 5.4974 | 4.7345 | 4.4599 | 4.5989 | 4.7744 | 5.8207 | 6.6942 | 7.0408 | 6.4607 | 6.3471 | 6.242 | 6.1502
Tier 1/VDER | UCAP | Solar - Fixed Axis-D | Solar - Fixed Axis | D | 10.5414 | 7.0988 | 6.8319 | 6.6038 | 6.2105 | 5.7925 | 5.4419 | 5.0846 | 4.7645 | 4.3458 | 3.9544 | 3.4643 | 2.8373 | 2.585 | 2.3086 | 3.7914 | 5.4974 | 4.7345 | 4.4599 | 4.5989 | 4.7744 | 5.8207 | 6.6942 | 7.0408 | 6.4607 | 6.3471 | 6.242 | 6.1502
Tier 1/VDER | UCAP | Solar - Fixed Axis-E | Solar - Fixed Axis | E | 10.5414 | 7.0988 | 6.8319 | 6.6038 | 6.2105 | 5.7925 | 5.4419 | 5.0846 | 4.7645 | 4.3458 | 3.9544 | 3.4643 | 2.8373 | 2.585 | 2.3086 | 3.7914 | 5.4974 | 4.7345 | 4.4599 | 4.5989 | 4.7744 | 5.8207 | 6.6942 | 7.0408 | 6.4607 | 6.3471 | 6.242 | 6.1502
Tier 1/VDER | UCAP | Solar - Fixed Axis-F | Solar - Fixed Axis | F | 10.5414 | 7.0988 | 6.8319 | 6.6038 | 6.2105 | 5.7925 | 5.4419 | 5.0846 | 4.7645 | 4.3458 | 3.9544 | 3.4643 | 2.8373 | 2.585 | 2.3086 | 3.7914 | 5.4974 | 4.7345 | 4.4599 | 4.5989 | 4.7744 | 5.8207 | 6.6942 | 7.0408 | 6.4607 | 6.3471 | 6.242 | 6.1502
Tier 1/VDER | UCAP | Solar - Fixed Axis-G | Solar - Fixed Axis | G | 13.0959 | 11.6445 | 10.409 | 9.3003 | 8.0864 | 7.2867 | 6.8607 | 6.3365 | 6.0398 | 5.4795 | 4.9676 | 4.15 | 3.186 | 2.8901 | 2.7229 | 4.1052 | 5.4974 | 4.7345 | 4.4599 | 4.5989 | 4.7744 | 5.8207 | 6.6942 | 7.0408 | 6.4607 | 6.3471 | 6.242 | 6.1502
Tier 1/VDER | UCAP | Solar - Fixed Axis-H | Solar - Fixed Axis | H | 13.0959 | 11.6445 | 10.409 | 9.3003 | 8.0864 | 7.2867 | 6.8607 | 6.3365 | 6.0398 | 5.4795 | 4.9676 | 4.15 | 3.186 | 2.8901 | 2.7229 | 4.1052 | 5.4974 | 4.7345 | 4.4599 | 4.5989 | 4.7744 | 5.8207 | 6.6942 | 7.0408 | 6.4607 | 6.3471 | 6.242 | 6.1502
Tier 1/VDER | UCAP | Solar - Fixed Axis-I | Solar - Fixed Axis | I | 13.0959 | 11.6445 | 10.409 | 9.3003 | 8.0864 | 7.2867 | 6.8607 | 6.3365 | 6.0398 | 5.4795 | 4.9676 | 4.15 | 3.186 | 2.8901 | 2.7229 | 4.1052 | 5.4974 | 4.7345 | 4.4599 | 4.5989 | 4.7744 | 5.8207 | 6.6942 | 7.0408 | 6.4607 | 6.3471 | 6.242 | 6.1502
Tier 1/VDER | UCAP | Solar - Fixed Axis-J | Solar - Fixed Axis | J | 13.6456 | 12.8587 | 12.7547 | 11.0338 | 8.2131 | 7.4476 | 6.8607 | 6.3365 | 6.0398 | 5.4795 | 4.9676 | 4.15 | 3.186 | 2.8901 | 2.7229 | 4.1052 | 5.4974 | 4.7345 | 4.4599 | 4.5989 | 4.7744 | 5.8207 | 6.6942 | 7.0408 | 6.4607 | 6.3471 | 25.1494 | 25.7495
Tier 1/VDER | UCAP | Solar - Fixed Axis-K | Solar - Fixed Axis | K | 18.3666 | 12.4851 | 9.3535 | 8.7225 | 8.2131 | 7.5625 | 7.2206 | 6.7024 | 6.2524 | 5.7472 | 5.235 | 4.5349 | 3.7186 | 3.2969 | 7.7026 | 10.8811 | 7.3427 | 6.0415 | 5.3331 | 5.1588 | 5.1374 | 5.8207 | 6.6942 | 7.0408 | 6.4607 | 6.3471 | 6.242 | 6.1502
Tier 1/VDER | UCAP | Solar - Tracking-A | Solar - Tracking | A | 10.5414 | 7.0988 | 6.8319 | 6.6038 | 6.2105 | 5.7925 | 5.4419 | 5.0846 | 4.7645 | 4.3458 | 3.9544 | 3.4643 | 2.8373 | 2.585 | 2.3086 | 3.7914 | 5.4974 | 4.7345 | 4.4599 | 4.5989 | 4.7744 | 5.8207 | 6.6942 | 7.0408 | 6.4607 | 6.3471 | 6.242 | 6.1502
Tier 1/VDER | UCAP | Solar - Tracking-B | Solar - Tracking | B | 10.5414 | 7.0988 | 6.8319 | 6.6038 | 6.2105 | 5.7925 | 5.4419 | 5.0846 | 4.7645 | 4.3458 | 3.9544 | 3.4643 | 2.8373 | 2.585 | 2.3086 | 3.7914 | 5.4974 | 4.7345 | 4.4599 | 4.5989 | 4.7744 | 5.8207 | 6.6942 | 7.0408 | 6.4607 | 6.3471 | 6.242 | 6.1502
Tier 1/VDER | UCAP | Solar - Tracking-C | Solar - Tracking | C | 10.5414 | 7.0988 | 6.8319 | 6.6038 | 6.2105 | 5.7925 | 5.4419 | 5.0846 | 4.7645 | 4.3458 | 3.9544 | 3.4643 | 2.8373 | 2.585 | 2.3086 | 3.7914 | 5.4974 | 4.7345 | 4.4599 | 4.5989 | 4.7744 | 5.8207 | 6.6942 | 7.0408 | 6.4607 | 6.3471 | 6.242 | 6.1502
Tier 1/VDER | UCAP | Solar - Tracking-D | Solar - Tracking | D | 10.5414 | 7.0988 | 6.8319 | 6.6038 | 6.2105 | 5.7925 | 5.4419 | 5.0846 | 4.7645 | 4.3458 | 3.9544 | 3.4643 | 2.8373 | 2.585 | 2.3086 | 3.7914 | 5.4974 | 4.7345 | 4.4599 | 4.5989 | 4.7744 | 5.8207 | 6.6942 | 7.0408 | 6.4607 | 6.3471 | 6.242 | 6.1502
Tier 1/VDER | UCAP | Solar - Tracking-E | Solar - Tracking | E | 10.5414 | 7.0988 | 6.8319 | 6.6038 | 6.2105 | 5.7925 | 5.4419 | 5.0846 | 4.7645 | 4.3458 | 3.9544 | 3.4643 | 2.8373 | 2.585 | 2.3086 | 3.7914 | 5.4974 | 4.7345 | 4.4599 | 4.5989 | 4.7744 | 5.8207 | 6.6942 | 7.0408 | 6.4607 | 6.3471 | 6.242 | 6.1502
Tier 1/VDER | UCAP | Solar - Tracking-F | Solar - Tracking | F | 10.5414 | 7.0988 | 6.8319 | 6.6038 | 6.2105 | 5.7925 | 5.4419 | 5.0846 | 4.7645 | 4.3458 | 3.9544 | 3.4643 | 2.8373 | 2.585 | 2.3086 | 3.7914 | 5.4974 | 4.7345 | 4.4599 | 4.5989 | 4.7744 | 5.8207 | 6.6942 | 7.0408 | 6.4607 | 6.3471 | 6.242 | 6.1502
Tier 1/VDER | UCAP | Solar - Tracking-G | Solar - Tracking | G | 13.0959 | 11.6445 | 10.409 | 9.3003 | 8.0864 | 7.2867 | 6.8607 | 6.3365 | 6.0398 | 5.4795 | 4.9676 | 4.15 | 3.186 | 2.8901 | 2.7229 | 4.1052 | 5.4974 | 4.7345 | 4.4599 | 4.5989 | 4.7744 | 5.8207 | 6.6942 | 7.0408 | 6.4607 | 6.3471 | 6.242 | 6.1502
Tier 1/VDER | UCAP | Solar - Tracking-H | Solar - Tracking | H | 13.0959 | 11.6445 | 10.409 | 9.3003 | 8.0864 | 7.2867 | 6.8607 | 6.3365 | 6.0398 | 5.4795 | 4.9676 | 4.15 | 3.186 | 2.8901 | 2.7229 | 4.1052 | 5.4974 | 4.7345 | 4.4599 | 4.5989 | 4.7744 | 5.8207 | 6.6942 | 7.0408 | 6.4607 | 6.3471 | 6.242 | 6.1502
Tier 1/VDER | UCAP | Solar - Tracking-I | Solar - Tracking | I | 13.0959 | 11.6445 | 10.409 | 9.3003 | 8.0864 | 7.2867 | 6.8607 | 6.3365 | 6.0398 | 5.4795 | 4.9676 | 4.15 | 3.186 | 2.8901 | 2.7229 | 4.1052 | 5.4974 | 4.7345 | 4.4599 | 4.5989 | 4.7744 | 5.8207 | 6.6942 | 7.0408 | 6.4607 | 6.3471 | 6.242 | 6.1502
Tier 1/VDER | UCAP | Solar - Tracking-J | Solar - Tracking | J | 13.6456 | 12.8587 | 12.7547 | 11.0338 | 8.2131 | 7.4476 | 6.8607 | 6.3365 | 6.0398 | 5.4795 | 4.9676 | 4.15 | 3.186 | 2.8901 | 2.7229 | 4.1052 | 5.4974 | 4.7345 | 4.4599 | 4.5989 | 4.7744 | 5.8207 | 6.6942 | 7.0408 | 6.4607 | 6.3471 | 25.1494 | 25.7495
Tier 1/VDER | UCAP | Solar - Tracking-K | Solar - Tracking | K | 18.3666 | 12.4851 | 9.3535 | 8.7225 | 8.2131 | 7.5625 | 7.2206 | 6.7024 | 6.2524 | 5.7472 | 5.235 | 4.5349 | 3.7186 | 3.2969 | 7.7026 | 10.8811 | 7.3427 | 6.0415 | 5.3331 | 5.1588 | 5.1374 | 5.8207 | 6.6942 | 7.0408 | 6.4607 | 6.3471 | 6.242 | 6.1502
Tier 1/VDER | UCAP | Land Based Wind-A | Land Based Wind | A | 3.8664 | 2.648 | 2.6518 | 2.6788 | 2.6852 | 2.7098 | 2.7097 | 2.7274 | 2.7211 | 2.7338 | 2.7255 | 2.7357 | 2.7289 | 2.782 | 2.7855 | 5.1772 | 8.6124 | 8.4757 | 8.5982 | 9.2961 | 10.2144 | 12.596 | 15.0982 | 15.9597 | 15.3331 | 15.2706 | 15.2566 | 15.1208
Tier 1/VDER | UCAP | Land Based Wind-B | Land Based Wind | B | 3.8664 | 2.648 | 2.6518 | 2.6788 | 2.6852 | 2.7098 | 2.7097 | 2.7274 | 2.7211 | 2.7338 | 2.7255 | 2.7357 | 2.7289 | 2.782 | 2.7855 | 5.1772 | 8.6124 | 8.4757 | 8.5982 | 9.2961 | 10.2144 | 12.596 | 15.0982 | 15.9597 | 15.3331 | 15.2706 | 15.2566 | 15.1208
Tier 1/VDER | UCAP | Land Based Wind-C | Land Based Wind | C | 3.8664 | 2.648 | 2.6518 | 2.6788 | 2.6852 | 2.7098 | 2.7097 | 2.7274 | 2.7211 | 2.7338 | 2.7255 | 2.7357 | 2.7289 | 2.782 | 2.7855 | 5.1772 | 8.6124 | 8.4757 | 8.5982 | 9.2961 | 10.2144 | 12.596 | 15.0982 | 15.9597 | 15.3331 | 15.2706 | 15.2566 | 15.1208
Tier 1/VDER | UCAP | Land Based Wind-D | Land Based Wind | D | 3.8664 | 2.648 | 2.6518 | 2.6788 | 2.6852 | 2.7098 | 2.7097 | 2.7274 | 2.7211 | 2.7338 | 2.7255 | 2.7357 | 2.7289 | 2.782 | 2.7855 | 5.1772 | 8.6124 | 8.4757 | 8.5982 | 9.2961 | 10.2144 | 12.596 | 15.0982 | 15.9597 | 15.3331 | 15.2706 | 15.2566 | 15.1208
Tier 1/VDER | UCAP | Land Based Wind-E | Land Based Wind | E | 3.8664 | 2.648 | 2.6518 | 2.6788 | 2.6852 | 2.7098 | 2.7097 | 2.7274 | 2.7211 | 2.7338 | 2.7255 | 2.7357 | 2.7289 | 2.782 | 2.7855 | 5.1772 | 8.6124 | 8.4757 | 8.5982 | 9.2961 | 10.2144 | 12.596 | 15.0982 | 15.9597 | 15.3331 | 15.2706 | 15.2566 | 15.1208
Tier 1/VDER | UCAP | Land Based Wind-F | Land Based Wind | F | 3.8664 | 2.648 | 2.6518 | 2.6788 | 2.6852 | 2.7098 | 2.7097 | 2.7274 | 2.7211 | 2.7338 | 2.7255 | 2.7357 | 2.7289 | 2.782 | 2.7855 | 5.1772 | 8.6124 | 8.4757 | 8.5982 | 9.2961 | 10.2144 | 12.596 | 15.0982 | 15.9597 | 15.3331 | 15.2706 | 15.2566 | 15.1208
Tier 1/VDER | UCAP | Land Based Wind-G | Land Based Wind | G | 4.8033 | 4.3437 | 4.0403 | 3.7727 | 3.4962 | 3.4088 | 3.4162 | 3.3989 | 3.4495 | 3.447 | 3.4239 | 3.2771 | 3.0642 | 3.1104 | 3.2854 | 5.6057 | 8.6124 | 8.4757 | 8.5982 | 9.2961 | 10.2144 | 12.596 | 15.0982 | 15.9597 | 15.3331 | 15.2706 | 15.2566 | 15.1208
Tier 1/VDER | UCAP | Land Based Wind-H | Land Based Wind | H | 4.8033 | 4.3437 | 4.0403 | 3.7727 | 3.4962 | 3.4088 | 3.4162 | 3.3989 | 3.4495 | 3.447 | 3.4239 | 3.2771 | 3.0642 | 3.1104 | 3.2854 | 5.6057 | 8.6124 | 8.4757 | 8.5982 | 9.2961 | 10.2144 | 12.596 | 15.0982 | 15.9597 | 15.3331 | 15.2706 | 15.2566 | 15.1208
Tier 1/VDER | UCAP | Land Based Wind-I | Land Based Wind | I | 4.8033 | 4.3437 | 4.0403 | 3.7727 | 3.4962 | 3.4088 | 3.4162 | 3.3989 | 3.4495 | 3.447 | 3.4239 | 3.2771 | 3.0642 | 3.1104 | 3.2854 | 5.6057 | 8.6124 | 8.4757 | 8.5982 | 9.2961 | 10.2144 | 12.596 | 15.0982 | 15.9597 | 15.3331 | 15.2706 | 15.2566 | 15.1208
Tier 1/VDER | UCAP | Land Based Wind-J | Land Based Wind | J | 5.005 | 4.7967 | 4.9508 | 4.4759 | 3.551 | 3.4841 | 3.4162 | 3.3989 | 3.4495 | 3.447 | 3.4239 | 3.2771 | 3.0642 | 3.1104 | 3.2854 | 5.6057 | 8.6124 | 8.4757 | 8.5982 | 9.2961 | 10.2144 | 12.596 | 15.0982 | 15.9597 | 15.3331 | 15.2706 | 15.2566 | 15.1208
Tier 1/VDER | UCAP | Land Based Wind-K | Land Based Wind | K | 6.7365 | 4.6573 | 3.6306 | 3.5383 | 3.551 | 3.5378 | 3.5954 | 3.5951 | 3.5709 | 3.6154 | 3.6082 | 3.5811 | 3.5764 | 3.5482 | 9.2939 | 14.8582 | 11.5033 | 10.8155 | 10.2815 | 10.4279 | 10.991 | 12.596 | 15.0982 | 15.9597 | 15.3331 | 15.2706 | 15.2566 | 15.1208
Revenue | ValFactor | Rate-Type | Rate | Type | 2023 | 2024 | 2025 | 2026 | 2027 | 2028 | 2029 | 2030 | 2031 | 2032 | 2033 | 2034 | 2035 | 2036 | 2037 | 2038 | 2039 | 2040 | 2041 | 2042 | 2043 | 2044 | 2045 | 2046 | 2047 | 2048 | 2049 | 2050
VDER | DRV | Default-Solar - Fixed Axis-A | Default | Solar - Fixed Axis-A | 138.1169 | 139.0573 | 138.5598 | 141.1714 | 140.9499 | 138.1169 | 138.8358 | 139.0573 | 138.5598 | 140.9499 | 138.1169 | 138.1169 | 138.8358 | 138.5598 | 141.1714 | 140.9499 | 138.1169 | 138.8358 | 139.0573 | 138.5598 | 141.1714 | 138.1169 | 138.1169 | 138.8358 | 139.0573 | 141.1714 | 140.9499 | 138.1169
VDER | DRV | Default-Solar - Fixed Axis-B | Default | Solar - Fixed Axis-B | 134.1224 | 134.7482 | 134.3976 | 136.8572 | 136.7196 | 134.1224 | 134.6106 | 134.7482 | 134.3976 | 136.7196 | 134.1224 | 134.1224 | 134.6106 | 134.3976 | 136.8572 | 136.7196 | 134.1224 | 134.6106 | 134.7482 | 134.3976 | 136.8572 | 134.1224 | 134.1224 | 134.6106 | 134.7482 | 136.8572 | 136.7196 | 134.1224
VDER | DRV | Default-Solar - Fixed Axis-C | Default | Solar - Fixed Axis-C | 117.1451 | 117.8594 | 117.6801 | 119.8971 | 119.6296 | 117.1451 | 117.5919 | 117.8594 | 117.6801 | 119.6296 | 117.1451 | 117.1451 | 117.5919 | 117.6801 | 119.8971 | 119.6296 | 117.1451 | 117.5919 | 117.8594 | 117.6801 | 119.8971 | 117.1451 | 117.1451 | 117.5919 | 117.8594 | 119.8971 | 119.6296 | 117.1451
VDER | DRV | Default-Solar - Fixed Axis-D | Default | Solar - Fixed Axis-D | 117.8306 | 118.685 | 118.3701 | 120.629 | 120.3592 | 117.8306 | 118.4152 | 118.685 | 118.3701 | 120.3592 | 117.8306 | 117.8306 | 118.4152 | 118.3701 | 120.629 | 120.3592 | 117.8306 | 118.4152 | 118.685 | 118.3701 | 120.629 | 117.8306 | 117.8306 | 118.4152 | 118.685 | 120.629 | 120.3592 | 117.8306
VDER | DRV | Default-Solar - Fixed Axis-E | Default | Solar - Fixed Axis-E | 117.1451 | 117.8594 | 117.6801 | 119.8971 | 119.6296 | 117.1451 | 117.5919 | 117.8594 | 117.6801 | 119.6296 | 117.1451 | 117.1451 | 117.5919 | 117.6801 | 119.8971 | 119.6296 | 117.1451 | 117.5919 | 117.8594 | 117.6801 | 119.8971 | 117.1451 | 117.1451 | 117.5919 | 117.8594 | 119.8971 | 119.6296 | 117.1451
VDER | DRV | Default-Solar - Fixed Axis-F | Default | Solar - Fixed Axis-F | 117.358 | 118.1137 | 117.7604 | 119.9779 | 119.7766 | 117.358 | 117.9125 | 118.1137 | 117.7604 | 119.7766 | 117.358 | 117.358 | 117.9125 | 117.7604 | 119.9779 | 119.7766 | 117.358 | 117.9125 | 118.1137 | 117.7604 | 119.9779 | 117.358 | 117.358 | 117.9125 | 118.1137 | 119.9779 | 119.7766 | 117.358
VDER | DRV | Default-Solar - Fixed Axis-G | Default | Solar - Fixed Axis-G | 115.2928 | 116.0448 | 115.6783 | 117.8527 | 117.66 | 115.2928 | 115.852 | 116.0448 | 115.6783 | 117.66 | 115.2928 | 115.2928 | 115.852 | 115.6783 | 117.8527 | 117.66 | 115.2928 | 115.852 | 116.0448 | 115.6783 | 117.8527 | 115.2928 | 115.2928 | 115.852 | 116.0448 | 117.8527 | 117.66 | 115.2928
VDER | DRV | ConEd (11am-3pm)-Solar - Fixed Axis-H | ConEd (11am-3pm) | Solar - Fixed Axis-H | 162.3552 | 162.8545 | 162.4575 | 165.3748 | 165.3237 | 162.3552 | 162.8033 | 162.8545 | 162.4575 | 165.3237 | 162.3552 | 162.3552 | 162.8033 | 162.4575 | 165.3748 | 165.3237 | 162.3552 | 162.8033 | 162.8545 | 162.4575 | 165.3748 | 162.3552 | 162.3552 | 162.8033 | 162.8545 | 165.3748 | 165.3237 | 162.3552
VDER | DRV | ConEd (2pm-6pm)-Solar - Fixed Axis-H | ConEd (2pm-6pm) | Solar - Fixed Axis-H | 107.6692 | 108.2841 | 107.966 | 109.9695 | 109.8211 | 107.6692 | 108.1357 | 108.2841 | 107.966 | 109.8211 | 107.6692 | 107.6692 | 108.1357 | 107.966 | 109.9695 | 109.8211 | 107.6692 | 108.1357 | 108.2841 | 107.966 | 109.9695 | 107.6692 | 107.6692 | 108.1357 | 108.2841 | 109.9695 | 109.8211 | 107.6692
VDER | DRV | ConEd (4pm-8pm)-Solar - Fixed Axis-H | ConEd (4pm-8pm) | Solar - Fixed Axis-H | 45.6127 | 46.1473 | 45.9314 | 46.8515 | 46.6921 | 45.6127 | 45.9879 | 46.1473 | 45.9314 | 46.6921 | 45.6127 | 45.6127 | 45.9879 | 45.9314 | 46.8515 | 46.6921 | 45.6127 | 45.9879 | 46.1473 | 45.9314 | 46.8515 | 45.6127 | 45.6127 | 45.9879 | 46.1473 | 46.8515 | 46.6921 | 45.6127
VDER | DRV | ConEd (7pm-11pm)-Solar - Fixed Axis-H | ConEd (7pm-11pm) | Solar - Fixed Axis-H | 0.90076 | 0.95017 | 0.94207 | 0.97083 | 0.95017 | 0.90076 | 0.92952 | 0.95017 | 0.94207 | 0.95017 | 0.90076 | 0.90076 | 0.92952 | 0.94207 | 0.97083 | 0.95017 | 0.90076 | 0.92952 | 0.95017 | 0.94207 | 0.97083 | 0.90076 | 0.90076 | 0.92952 | 0.95017 | 0.97083 | 0.95017 | 0.90076
VDER | DRV | Default-Solar - Fixed Axis-H | Default | Solar - Fixed Axis-H | 113.2277 | 113.9758 | 113.5962 | 115.7276 | 115.5433 | 113.2277 | 113.7915 | 113.9758 | 113.5962 | 115.5433 | 113.2277 | 113.2277 | 113.7915 | 113.5962 | 115.7276 | 115.5433 | 113.2277 | 113.7915 | 113.9758 | 113.5962 | 115.7276 | 113.2277 | 113.2277 | 113.7915 | 113.9758 | 115.7276 | 115.5433 | 113.2277
VDER | DRV | ConEd (11am-3pm)-Solar - Fixed Axis-I | ConEd (11am-3pm) | Solar - Fixed Axis-I | 162.3552 | 162.8545 | 162.4575 | 165.3748 | 165.3237 | 162.3552 | 162.8033 | 162.8545 | 162.4575 | 165.3237 | 162.3552 | 162.3552 | 162.8033 | 162.4575 | 165.3748 | 165.3237 | 162.3552 | 162.8033 | 162.8545 | 162.4575 | 165.3748 | 162.3552 | 162.3552 | 162.8033 | 162.8545 | 165.3748 | 165.3237 | 162.3552
VDER | DRV | ConEd (2pm-6pm)-Solar - Fixed Axis-I | ConEd (2pm-6pm) | Solar - Fixed Axis-I | 107.6692 | 108.2841 | 107.966 | 109.9695 | 109.8211 | 107.6692 | 108.1357 | 108.2841 | 107.966 | 109.8211 | 107.6692 | 107.6692 | 108.1357 | 107.966 | 109.9695 | 109.8211 | 107.6692 | 108.1357 | 108.2841 | 107.966 | 109.9695 | 107.6692 | 107.6692 | 108.1357 | 108.2841 | 109.9695 | 109.8211 | 107.6692
VDER | DRV | ConEd (4pm-8pm)-Solar - Fixed Axis-I | ConEd (4pm-8pm) | Solar - Fixed Axis-I | 45.6127 | 46.1473 | 45.9314 | 46.8515 | 46.6921 | 45.6127 | 45.9879 | 46.1473 | 45.9314 | 46.6921 | 45.6127 | 45.6127 | 45.9879 | 45.9314 | 46.8515 | 46.6921 | 45.6127 | 45.9879 | 46.1473 | 45.9314 | 46.8515 | 45.6127 | 45.6127 | 45.9879 | 46.1473 | 46.8515 | 46.6921 | 45.6127
VDER | DRV | ConEd (7pm-11pm)-Solar - Fixed Axis-I | ConEd (7pm-11pm) | Solar - Fixed Axis-I | 0.90076 | 0.95017 | 0.94207 | 0.97083 | 0.95017 | 0.90076 | 0.92952 | 0.95017 | 0.94207 | 0.95017 | 0.90076 | 0.90076 | 0.92952 | 0.94207 | 0.97083 | 0.95017 | 0.90076 | 0.92952 | 0.95017 | 0.94207 | 0.97083 | 0.90076 | 0.90076 | 0.92952 | 0.95017 | 0.97083 | 0.95017 | 0.90076
VDER | DRV | Default-Solar - Fixed Axis-I | Default | Solar - Fixed Axis-I | 113.2277 | 113.9758 | 113.5962 | 115.7276 | 115.5433 | 113.2277 | 113.7915 | 113.9758 | 113.5962 | 115.5433 | 113.2277 | 113.2277 | 113.7915 | 113.5962 | 115.7276 | 115.5433 | 113.2277 | 113.7915 | 113.9758 | 113.5962 | 115.7276 | 113.2277 | 113.2277 | 113.7915 | 113.9758 | 115.7276 | 115.5433 | 113.2277
VDER | DRV | ConEd (11am-3pm)-Solar - Fixed Axis-J | ConEd (11am-3pm) | Solar - Fixed Axis-J | 162.3552 | 162.8545 | 162.4575 | 165.3748 | 165.3237 | 162.3552 | 162.8033 | 162.8545 | 162.4575 | 165.3237 | 162.3552 | 162.3552 | 162.8033 | 162.4575 | 165.3748 | 165.3237 | 162.3552 | 162.8033 | 162.8545 | 162.4575 | 165.3748 | 162.3552 | 162.3552 | 162.8033 | 162.8545 | 165.3748 | 165.3237 | 162.3552
VDER | DRV | ConEd (2pm-6pm)-Solar - Fixed Axis-J | ConEd (2pm-6pm) | Solar - Fixed Axis-J | 107.6692 | 108.2841 | 107.966 | 109.9695 | 109.8211 | 107.6692 | 108.1357 | 108.2841 | 107.966 | 109.8211 | 107.6692 | 107.6692 | 108.1357 | 107.966 | 109.9695 | 109.8211 | 107.6692 | 108.1357 | 108.2841 | 107.966 | 109.9695 | 107.6692 | 107.6692 | 108.1357 | 108.2841 | 109.9695 | 109.8211 | 107.6692
VDER | DRV | ConEd (4pm-8pm)-Solar - Fixed Axis-J | ConEd (4pm-8pm) | Solar - Fixed Axis-J | 45.6127 | 46.1473 | 45.9314 | 46.8515 | 46.6921 | 45.6127 | 45.9879 | 46.1473 | 45.9314 | 46.6921 | 45.6127 | 45.6127 | 45.9879 | 45.9314 | 46.8515 | 46.6921 | 45.6127 | 45.9879 | 46.1473 | 45.9314 | 46.8515 | 45.6127 | 45.6127 | 45.9879 | 46.1473 | 46.8515 | 46.6921 | 45.6127
VDER | DRV | ConEd (7pm-11pm)-Solar - Fixed Axis-J | ConEd (7pm-11pm) | Solar - Fixed Axis-J | 0.90076 | 0.95017 | 0.94207 | 0.97083 | 0.95017 | 0.90076 | 0.92952 | 0.95017 | 0.94207 | 0.95017 | 0.90076 | 0.90076 | 0.92952 | 0.94207 | 0.97083 | 0.95017 | 0.90076 | 0.92952 | 0.95017 | 0.94207 | 0.97083 | 0.90076 | 0.90076 | 0.92952 | 0.95017 | 0.97083 | 0.95017 | 0.90076
VDER | DRV | Default-Solar - Fixed Axis-K | Default | Solar - Fixed Axis-K | 145.3459 | 143.6975 | 143.5741 | 148.0702 | 147.9044 | 145.3459 | 145.6351 | 143.6975 | 143.5741 | 147.9044 | 145.3459 | 145.3459 | 145.6351 | 143.5741 | 148.0702 | 147.9044 | 145.3459 | 145.6351 | 143.6975 | 143.5741 | 148.0702 | 145.3459 | 145.3459 | 145.6351 | 143.6975 | 148.0702 | 147.9044 | 145.3459
VDER | DRV | Default-Solar - Tracking-A | Default | Solar - Tracking-A | 177.258 | 178.9165 | 178.1324 | 181.5941 | 181.1569 | 177.258 | 178.4793 | 178.9165 | 178.1324 | 181.1569 | 177.258 | 177.258 | 178.4793 | 178.1324 | 181.5941 | 181.1569 | 177.258 | 178.4793 | 178.9165 | 178.1324 | 181.5941 | 177.258 | 177.258 | 178.4793 | 178.9165 | 181.5941 | 181.1569 | 177.258
VDER | DRV | Default-Solar - Tracking-B | Default | Solar - Tracking-B | 173.628 | 174.9323 | 174.3486 | 177.6569 | 177.2966 | 173.628 | 174.572 | 174.9323 | 174.3486 | 177.2966 | 173.628 | 173.628 | 174.572 | 174.3486 | 177.6569 | 177.2966 | 173.628 | 174.572 | 174.9323 | 174.3486 | 177.6569 | 173.628 | 173.628 | 174.572 | 174.9323 | 177.6569 | 177.2966 | 173.628
VDER | DRV | Default-Solar - Tracking-C | Default | Solar - Tracking-C | 153.0376 | 154.4094 | 154.0854 | 157.0916 | 156.5677 | 153.0376 | 153.8855 | 154.4094 | 154.0854 | 156.5677 | 153.0376 | 153.0376 | 153.8855 | 154.0854 | 157.0916 | 156.5677 | 153.0376 | 153.8855 | 154.4094 | 154.0854 | 157.0916 | 153.0376 | 153.0376 | 153.8855 | 154.4094 | 157.0916 | 156.5677 | 153.0376
VDER | DRV | Default-Solar - Tracking-D | Default | Solar - Tracking-D | 159.0839 | 160.6925 | 160.1737 | 163.3484 | 162.8035 | 159.0839 | 160.1476 | 160.6925 | 160.1737 | 162.8035 | 159.0839 | 159.0839 | 160.1476 | 160.1737 | 163.3484 | 162.8035 | 159.0839 | 160.1476 | 160.6925 | 160.1737 | 163.3484 | 159.0839 | 159.0839 | 160.1476 | 160.6925 | 163.3484 | 162.8035 | 159.0839
VDER | DRV | Default-Solar - Tracking-E | Default | Solar - Tracking-E | 153.0376 | 154.4094 | 154.0854 | 157.0916 | 156.5677 | 153.0376 | 153.8855 | 154.4094 | 154.0854 | 156.5677 | 153.0376 | 153.0376 | 153.8855 | 154.0854 | 157.0916 | 156.5677 | 153.0376 | 153.8855 | 154.4094 | 154.0854 | 157.0916 | 153.0376 | 153.0376 | 153.8855 | 154.4094 | 157.0916 | 156.5677 | 153.0376
VDER | DRV | Default-Solar - Tracking-F | Default | Solar - Tracking-F | 156.627 | 158.0974 | 157.5189 | 160.6023 | 160.1563 | 156.627 | 157.6515 | 158.0974 | 157.5189 | 160.1563 | 156.627 | 156.627 | 157.6515 | 157.5189 | 160.6023 | 160.1563 | 156.627 | 157.6515 | 158.0974 | 157.5189 | 160.6023 | 156.627 | 156.627 | 157.6515 | 158.0974 | 160.6023 | 160.1563 | 156.627
VDER | DRV | Default-Solar - Tracking-G | Default | Solar - Tracking-G | 154.1395 | 155.6495 | 155.0614 | 158.1033 | 157.6423 | 154.1395 | 155.1886 | 155.6495 | 155.0614 | 157.6423 | 154.1395 | 154.1395 | 155.1886 | 155.0614 | 158.1033 | 157.6423 | 154.1395 | 155.1886 | 155.6495 | 155.0614 | 158.1033 | 154.1395 | 154.1395 | 155.1886 | 155.6495 | 158.1033 | 157.6423 | 154.1395
VDER | DRV | ConEd (11am-3pm)-Solar - Tracking-H | ConEd (11am-3pm) | Solar - Tracking-H | 157.9285 | 158.8364 | 158.2963 | 161.2345 | 161.0505 | 157.9285 | 158.6525 | 158.8364 | 158.2963 | 161.0505 | 157.9285 | 157.9285 | 158.6525 | 158.2963 | 161.2345 | 161.0505 | 157.9285 | 158.6525 | 158.8364 | 158.2963 | 161.2345 | 157.9285 | 157.9285 | 158.6525 | 158.8364 | 161.2345 | 161.0505 | 157.9285
VDER | DRV | ConEd (2pm-6pm)-Solar - Tracking-H | ConEd (2pm-6pm) | Solar - Tracking-H | 133.8923 | 134.9426 | 134.5223 | 137.0914 | 136.7764 | 133.8923 | 134.6277 | 134.9426 | 134.5223 | 136.7764 | 133.8923 | 133.8923 | 134.6277 | 134.5223 | 137.0914 | 136.7764 | 133.8923 | 134.6277 | 134.9426 | 134.5223 | 137.0914 | 133.8923 | 133.8923 | 134.6277 | 134.9426 | 137.0914 | 136.7764 | 133.8923
VDER | DRV | ConEd (4pm-8pm)-Solar - Tracking-H | ConEd (4pm-8pm) | Solar - Tracking-H | 83.6781 | 85.0851 | 84.6605 | 86.4675 | 85.9763 | 83.6781 | 84.5939 | 85.0851 | 84.6605 | 85.9763 | 83.6781 | 83.6781 | 84.5939 | 84.6605 | 86.4675 | 85.9763 | 83.6781 | 84.5939 | 85.0851 | 84.6605 | 86.4675 | 83.6781 | 83.6781 | 84.5939 | 85.0851 | 86.4675 | 85.9763 | 83.6781
VDER | DRV | ConEd (7pm-11pm)-Solar - Tracking-H | ConEd (7pm-11pm) | Solar - Tracking-H | 4.7481 | 5.0224 | 4.9828 | 5.1398 | 5.0224 | 4.7481 | 4.905 | 5.0224 | 4.9828 | 5.0224 | 4.7481 | 4.7481 | 4.905 | 4.9828 | 5.1398 | 5.0224 | 4.7481 | 4.905 | 5.0224 | 4.9828 | 5.1398 | 4.7481 | 4.7481 | 4.905 | 5.0224 | 5.1398 | 5.0224 | 4.7481
VDER | DRV | Default-Solar - Tracking-H | Default | Solar - Tracking-H | 151.652 | 153.2016 | 152.6039 | 155.6042 | 155.1283 | 151.652 | 152.7256 | 153.2016 | 152.6039 | 155.1283 | 151.652 | 151.652 | 152.7256 | 152.6039 | 155.6042 | 155.1283 | 151.652 | 152.7256 | 153.2016 | 152.6039 | 155.6042 | 151.652 | 151.652 | 152.7256 | 153.2016 | 155.6042 | 155.1283 | 151.652
VDER | DRV | ConEd (11am-3pm)-Solar - Tracking-I | ConEd (11am-3pm) | Solar - Tracking-I | 157.9285 | 158.8364 | 158.2963 | 161.2345 | 161.0505 | 157.9285 | 158.6525 | 158.8364 | 158.2963 | 161.0505 | 157.9285 | 157.9285 | 158.6525 | 158.2963 | 161.2345 | 161.0505 | 157.9285 | 158.6525 | 158.8364 | 158.2963 | 161.2345 | 157.9285 | 157.9285 | 158.6525 | 158.8364 | 161.2345 | 161.0505 | 157.9285
VDER | DRV | ConEd (2pm-6pm)-Solar - Tracking-I | ConEd (2pm-6pm) | Solar - Tracking-I | 133.8923 | 134.9426 | 134.5223 | 137.0914 | 136.7764 | 133.8923 | 134.6277 | 134.9426 | 134.5223 | 136.7764 | 133.8923 | 133.8923 | 134.6277 | 134.5223 | 137.0914 | 136.7764 | 133.8923 | 134.6277 | 134.9426 | 134.5223 | 137.0914 | 133.8923 | 133.8923 | 134.6277 | 134.9426 | 137.0914 | 136.7764 | 133.8923
VDER | DRV | ConEd (4pm-8pm)-Solar - Tracking-I | ConEd (4pm-8pm) | Solar - Tracking-I | 83.6781 | 85.0851 | 84.6605 | 86.4675 | 85.9763 | 83.6781 | 84.5939 | 85.0851 | 84.6605 | 85.9763 | 83.6781 | 83.6781 | 84.5939 | 84.6605 | 86.4675 | 85.9763 | 83.6781 | 84.5939 | 85.0851 | 84.6605 | 86.4675 | 83.6781 | 83.6781 | 84.5939 | 85.0851 | 86.4675 | 85.9763 | 83.6781
VDER | DRV | ConEd (7pm-11pm)-Solar - Tracking-I | ConEd (7pm-11pm) | Solar - Tracking-I | 4.7481 | 5.0224 | 4.9828 | 5.1398 | 5.0224 | 4.7481 | 4.905 | 5.0224 | 4.9828 | 5.0224 | 4.7481 | 4.7481 | 4.905 | 4.9828 | 5.1398 | 5.0224 | 4.7481 | 4.905 | 5.0224 | 4.9828 | 5.1398 | 4.7481 | 4.7481 | 4.905 | 5.0224 | 5.1398 | 5.0224 | 4.7481
VDER | DRV | Default-Solar - Tracking-I | Default | Solar - Tracking-I | 151.652 | 153.2016 | 152.6039 | 155.6042 | 155.1283 | 151.652 | 152.7256 | 153.2016 | 152.6039 | 155.1283 | 151.652 | 151.652 | 152.7256 | 152.6039 | 155.6042 | 155.1283 | 151.652 | 152.7256 | 153.2016 | 152.6039 | 155.6042 | 151.652 | 151.652 | 152.7256 | 153.2016 | 155.6042 | 155.1283 | 151.652
VDER | DRV | ConEd (11am-3pm)-Solar - Tracking-J | ConEd (11am-3pm) | Solar - Tracking-J | 157.9285 | 158.8364 | 158.2963 | 161.2345 | 161.0505 | 157.9285 | 158.6525 | 158.8364 | 158.2963 | 161.0505 | 157.9285 | 157.9285 | 158.6525 | 158.2963 | 161.2345 | 161.0505 | 157.9285 | 158.6525 | 158.8364 | 158.2963 | 161.2345 | 157.9285 | 157.9285 | 158.6525 | 158.8364 | 161.2345 | 161.0505 | 157.9285
VDER | DRV | ConEd (2pm-6pm)-Solar - Tracking-J | ConEd (2pm-6pm) | Solar - Tracking-J | 133.8923 | 134.9426 | 134.5223 | 137.0914 | 136.7764 | 133.8923 | 134.6277 | 134.9426 | 134.5223 | 136.7764 | 133.8923 | 133.8923 | 134.6277 | 134.5223 | 137.0914 | 136.7764 | 133.8923 | 134.6277 | 134.9426 | 134.5223 | 137.0914 | 133.8923 | 133.8923 | 134.6277 | 134.9426 | 137.0914 | 136.7764 | 133.8923
VDER | DRV | ConEd (4pm-8pm)-Solar - Tracking-J | ConEd (4pm-8pm) | Solar - Tracking-J | 83.6781 | 85.0851 | 84.6605 | 86.4675 | 85.9763 | 83.6781 | 84.5939 | 85.0851 | 84.6605 | 85.9763 | 83.6781 | 83.6781 | 84.5939 | 84.6605 | 86.4675 | 85.9763 | 83.6781 | 84.5939 | 85.0851 | 84.6605 | 86.4675 | 83.6781 | 83.6781 | 84.5939 | 85.0851 | 86.4675 | 85.9763 | 83.6781
VDER | DRV | ConEd (7pm-11pm)-Solar - Tracking-J | ConEd (7pm-11pm) | Solar - Tracking-J | 4.7481 | 5.0224 | 4.9828 | 5.1398 | 5.0224 | 4.7481 | 4.905 | 5.0224 | 4.9828 | 5.0224 | 4.7481 | 4.7481 | 4.905 | 4.9828 | 5.1398 | 5.0224 | 4.7481 | 4.905 | 5.0224 | 4.9828 | 5.1398 | 4.7481 | 4.7481 | 4.905 | 5.0224 | 5.1398 | 5.0224 | 4.7481
VDER | DRV | Default-Solar - Tracking-K | Default | Solar - Tracking-K | 203.9971 | 201.7979 | 201.8036 | 208.2405 | 207.8293 | 203.9971 | 204.4025 | 201.7979 | 201.8036 | 207.8293 | 203.9971 | 203.9971 | 204.4025 | 201.8036 | 208.2405 | 207.8293 | 203.9971 | 204.4025 | 201.7979 | 201.8036 | 208.2405 | 203.9971 | 203.9971 | 204.4025 | 201.7979 | 208.2405 | 207.8293 | 203.9971
*With current generation profiles, there is no expected generation during NYSEG January DRV window. Therefore, no adjustment is made for NYSEG DRV.
Revenue | ValFactor | Utility-Zone | Utility | Zone | 2023 | 2024 | 2025 | 2026 | 2027 | 2028 | 2029 | 2030 | 2031 | 2032 | 2033 | 2034 | 2035 | 2036 | 2037 | 2038 | 2039 | 2040 | 2041 | 2042 | 2043 | 2044 | 2045 | 2046 | 2047 | 2048 | 2049 | 2050
NEM | RES | Central Hudson-F | Central Hudson | F | 0.22018 | 0.19133 | 0.19087 | 0.19514 | 0.19197 | 0.18723 | 0.18112 | 0.17501 | 0.1719 | 0.17009 | 0.16586 | 0.16358 | 0.16304 | 0.16311 | 0.16277 | 0.16372 | 0.16445 | 0.16571 | 0.16732 | 0.1682 | 0.16734 | 0.1687 | 0.16986 | 0.17284 | 0.17564 | 0.17647 | 0.17706 | 0.18673
NEM | RES | ConEd NYC -J | ConEd NYC | J | 0.24949 | 0.21884 | 0.21703 | 0.21991 | 0.21694 | 0.21272 | 0.20718 | 0.20174 | 0.19902 | 0.19735 | 0.19376 | 0.19181 | 0.19145 | 0.19134 | 0.19099 | 0.19167 | 0.1922 | 0.19337 | 0.19481 | 0.19549 | 0.19477 | 0.19581 | 0.1968 | 0.1992 | 0.20151 | 0.20209 | 0.20236 | 0.20986
NEM | RES | ConEd West-I | ConEd West | I | 0.23878 | 0.21111 | 0.20947 | 0.21208 | 0.20939 | 0.20558 | 0.20058 | 0.19567 | 0.19322 | 0.19171 | 0.18846 | 0.1867 | 0.18638 | 0.18628 | 0.18597 | 0.18658 | 0.18706 | 0.18811 | 0.18941 | 0.19003 | 0.18937 | 0.19031 | 0.19121 | 0.19337 | 0.19546 | 0.19599 | 0.19623 | 0.203
NEM | RES | National Grid-A | National Grid | A | 0.13462 | 0.12048 | 0.11703 | 0.12324 | 0.12216 | 0.11944 | 0.1163 | 0.11323 | 0.11144 | 0.11015 | 0.10745 | 0.10603 | 0.1055 | 0.10564 | 0.10549 | 0.10609 | 0.10644 | 0.10588 | 0.10671 | 0.10721 | 0.10665 | 0.10721 | 0.10781 | 0.1092 | 0.11011 | 0.11065 | 0.11072 | 0.11641
NEM | RES | NYSEG-D | NYSEG | D | 0.14565 | 0.13039 | 0.13253 | 0.14045 | 0.13894 | 0.13539 | 0.1311 | 0.12681 | 0.1244 | 0.12281 | 0.11938 | 0.11749 | 0.11676 | 0.11687 | 0.11645 | 0.11712 | 0.11751 | 0.11803 | 0.11905 | 0.11972 | 0.11902 | 0.1199 | 0.12057 | 0.1226 | 0.12436 | 0.12494 | 0.12522 | 0.13305
NEM | RES | Orange & Rockland-G | Orange & Rockland | G | 0.20324 | 0.17314 | 0.17173 | 0.17478 | 0.17192 | 0.16786 | 0.16253 | 0.15729 | 0.15467 | 0.15306 | 0.14961 | 0.14773 | 0.14738 | 0.14728 | 0.14695 | 0.1476 | 0.14811 | 0.14923 | 0.15062 | 0.15127 | 0.15058 | 0.1516 | 0.15254 | 0.15485 | 0.15713 | 0.15778 | 0.15829 | 0.16578
NEM | RES | PSEG Long Island-K | PSEG Long Island | K | 0.2128 | 0.18573 | 0.18209 | 0.18442 | 0.18208 | 0.17853 | 0.17372 | 0.16881 | 0.16617 | 0.16444 | 0.16117 | 0.15886 | 0.15772 | 0.15653 | 0.15543 | 0.15511 | 0.155 | 0.15538 | 0.1563 | 0.15646 | 0.1554 | 0.15566 | 0.15564 | 0.15634 | 0.15679 | 0.15683 | 0.15768 | 0.16064
NEM | RES | RGE-C | RGE | C | 0.1439 | 0.12968 | 0.13167 | 0.13905 | 0.13765 | 0.13434 | 0.13034 | 0.12634 | 0.1241 | 0.12262 | 0.11942 | 0.11766 | 0.11698 | 0.11707 | 0.11668 | 0.11731 | 0.11767 | 0.11815 | 0.11911 | 0.11974 | 0.11908 | 0.1199 | 0.12053 | 0.12242 | 0.12406 | 0.1246 | 0.12486 | 0.13216
NEM | COM | Central Hudson-F | Central Hudson | F | 0.12694 | 0.098949 | 0.098502 | 0.10264 | 0.099566 | 0.094973 | 0.089038 | 0.083119 | 0.0801 | 0.078338 | 0.074238 | 0.07203 | 0.071505 | 0.071568 | 0.07124 | 0.072159 | 0.07287 | 0.074093 | 0.075657 | 0.076507 | 0.075675 | 0.076996 | 0.078116 | 0.081007 | 0.083722 | 0.084532 | 0.085105 | 0.094486
NEM | COM | ConEd NYC -J | ConEd NYC | J | 0.14847 | 0.12384 | 0.12238 | 0.1247 | 0.12232 | 0.11892 | 0.11447 | 0.1101 | 0.10791 | 0.10657 | 0.10368 | 0.10212 | 0.10183 | 0.10174 | 0.10146 | 0.10201 | 0.10244 | 0.10337 | 0.10453 | 0.10507 | 0.10449 | 0.10533 | 0.10613 | 0.10806 | 0.10991 | 0.11038 | 0.1106 | 0.11663
NEM | COM | ConEd West-I | ConEd West | I | 0.13797 | 0.11474 | 0.11337 | 0.11555 | 0.1133 | 0.1101 | 0.10591 | 0.10178 | 0.099721 | 0.098453 | 0.095733 | 0.094253 | 0.093979 | 0.093898 | 0.093637 | 0.094152 | 0.094555 | 0.095437 | 0.096528 | 0.097043 | 0.096495 | 0.097285 | 0.098039 | 0.099855 | 0.1016 | 0.10205 | 0.10225 | 0.10794
NEM | COM | National Grid-A | National Grid | A | 0.086357 | 0.0689 | 0.064643 | 0.072309 | 0.070975 | 0.067615 | 0.063738 | 0.059944 | 0.057742 | 0.056146 | 0.052814 | 0.051057 | 0.050411 | 0.050575 | 0.05039 | 0.05113 | 0.051561 | 0.05088 | 0.051901 | 0.052515 | 0.05182 | 0.052513 | 0.053251 | 0.054968 | 0.056092 | 0.056758 | 0.056848 | 0.06388
NEM | COM | NYSEG-D | NYSEG | D | 0.094339 | 0.075913 | 0.078492 | 0.088056 | 0.086235 | 0.081944 | 0.076771 | 0.07159 | 0.068678 | 0.066761 | 0.062617 | 0.060335 | 0.059454 | 0.059578 | 0.059074 | 0.059889 | 0.060355 | 0.060978 | 0.06222 | 0.06303 | 0.062181 | 0.063247 | 0.064057 | 0.066506 | 0.068629 | 0.069334 | 0.069665 | 0.07912
NEM | COM | Orange & Rockland-G | Orange & Rockland | G | 0.10933 | 0.080212 | 0.078848 | 0.081804 | 0.079038 | 0.075109 | 0.069952 | 0.064882 | 0.062355 | 0.060798 | 0.057456 | 0.055638 | 0.055302 | 0.055203 | 0.054882 | 0.055515 | 0.056009 | 0.057092 | 0.058433 | 0.059066 | 0.058393 | 0.059379 | 0.060289 | 0.062526 | 0.064729 | 0.065358 | 0.065853 | 0.073094
NEM | COM | PSEG Long Island-K | PSEG Long Island | K | 0.15842 | 0.12997 | 0.12614 | 0.12859 | 0.12613 | 0.1224 | 0.11734 | 0.11218 | 0.1094 | 0.10758 | 0.10415 | 0.10172 | 0.10053 | 0.099275 | 0.09812 | 0.097782 | 0.097662 | 0.098059 | 0.099034 | 0.099194 | 0.098081 | 0.098361 | 0.098332 | 0.099067 | 0.099546 | 0.099586 | 0.10048 | 0.1036
NEM | COM | RGE-C | RGE | C | 0.11048 | 0.092067 | 0.094644 | 0.1042 | 0.10238 | 0.098095 | 0.092925 | 0.087747 | 0.084837 | 0.082921 | 0.078779 | 0.076499 | 0.075618 | 0.075742 | 0.075238 | 0.076053 | 0.076519 | 0.077141 | 0.078382 | 0.079192 | 0.078343 | 0.079409 | 0.080219 | 0.082666 | 0.084787 | 0.085492 | 0.085822 | 0.095272