## Inputs
2026 DRAFT Solar and Wind Appraisal Model |  | Blue cells require user input
2026-01-22
Inputs for All Project Revenue Types
| Project Revenue Type | VDER - Value of Distributed Energy Resources
| Plant Type | Solar
| Solar/Wind System Size | 5000 | kW AC
| BESS Size (kW) | 500
| Start Date of Plant Operation | 2024-01-01
| Taxable Status Year | 2026
| System Age at Taxable Status Date | 2 | Year(s)
| Before Tax Discount Rate - Real WACC | 6.588%
| Tax Load | 3%
| Loaded Nominal Discount Rate | 12.53%
| Annual Ground Lease Payment (if applicable) | 5000
| Annual Ground Lease Escalator (if applicable) | 2%
Additional Required Inputs for VDER Projects
| NYISO Zone | A - West
| Utility Company | NYSEG
| DRV Rate | 0.089 | $/kWh
| Default Maximum MTC/CC | 0.0314 | $/kWh
Additional Optional Inputs for VDER Projects
| Actual Market Transition or Community Credit |  | $/kWh
| or Community Adder/ICSA |  | $
Note: The model assumes that VDER projects receive the maximum possible Market Transition Credit (MTC) by default, but allows a lower MTC or Community Credit (CC) or a Community Adder (CA) to be entered to override the default assumption. VDER projects may receive either a MTC, a CC or a CA. No VDER project can receive more than one of these credits, and some VDER projects receive none of them. VDER projects may also receive the Inclusive Community Solar Adder (ICSA). If applicable, the ICSA should be added to the CA (if any) and the combined CA and ICSA value should be entered into cell C24.
Additional Input for NEM Projects
| Utility for Retail Rate | National Grid
Additional Input for Tier 1 Projects
| NYISO Zone | A - West
| Accelerated Renewable Energy Growth and Community Benefit Act Payment | 1 | (1 = Yes, 0 = No)
Model Cash Flow Viewing Option
| Cash Flow Type | Nominal Dollars | 1
Note: The model can display cash flows either in Nominal Dollars or in Real 2024 Dollars. Nominal Dollars include inflation while Real 2024 Dollars do not. The present value of cash flows is not affected by this selection.
Data for Model Operation
| ValGroup Number | 1
| Zone / Utility | A
| ValGroup-Zone | 1 - A
| Capacity Factor for Plant Type | 21.01%
| Scaled OpEx Rate (Including VDER Subscriber Management Costs) | 37.3153 | $/kW-year
| Utility Loss Adjustment Factor | 1.0728
| Decommissioning Cost Rate | 1.87 | $/kW-year
| Economic Life | 25 | Year(s)
| BESS Asset Life | 15 | Year(s)
| Long-term Annual Inflation | 2.5%
| Degradation Rate (Linear) | 0.5%
| DRV Renewal Rate | 50%
| Owner Share of NEM/VDER Offtaker Credits | 92.5%
| Residential Share of Bill Credits for NEM | 85%
| Inverter Size | 5000 | kW AC
| DC/AC Ratio - Tier 1 Solar | 1.34
| Inverter Age | 2 | Year(s)
| Inverter Replacement Cycle | 15 | Year(s)
| Inverter Size Step | 5000 | kW
| Inverter Replacement Cost New | 100 | $/kW
| VDER project | 1 | 1 = VDER project
| Base Year for Cost Data | 2024
| Base Rate for DRV Rate | 2024
| Base Year for Market Data | 2024
| Base Year for PV and Cash Flows | 2024
Financial Data
| Combined Federal and State Tax Rate | 27%
Land-based Wind
| Cost of Debt (Nominal, pre-tax) | 7%
| Debt Fraction | 36.2%
| Cost of Equity (Nominal, after-tax) | 9%
| Nominal WACC (pre-tax) | 10.4%
| Real WACC (pre-tax) | 7.707%
Solar
| Cost of Debt (nominal, pre-tax) | 7%
| Debt Fraction | 51.5%
| Cost of Equity (Nominal, after-tax) | 8.5%
| Nominal WACC (pre-tax) | 9.252%
| Real WACC (pre-tax) | 6.588%

## Model
Calendar/Tax Year | 2024 | 2025 | 2026 | 2027 | 2028 | 2029 | 2030 | 2031 | 2032 | 2033 | 2034 | 2035 | 2036 | 2037 | 2038 | 2039 | 2040 | 2041 | 2042 | 2043 | 2044 | 2045 | 2046 | 2047 | 2048
Year of Plant Operation | 1 | 2 | 3 | 4 | 5 | 6 | 7 | 8 | 9 | 10 | 11 | 12 | 13 | 14 | 15 | 16 | 17 | 18 | 19 | 20 | 21 | 22 | 23 | 24 | 25
Energy Production (kWh) | 9228118.7327 | 9156890.7671 | 9110876.2406 | 9064861.7141 | 9043556.358 | 8972832.6612 | 8926818.1347 | 8880803.6083 | 8858993.9834 | 8788774.5553 | 8742760.0289 | 8696745.5024 | 8674431.6087 | 8604716.4495 | 8558701.923 | 8512687.3965 | 8489869.2341 | 8420658.3436 | 8374643.8171 | 8328629.2907 | 8305306.8594 | 8236600.2377 | 8190585.7112 | 8144571.1848 | 8120744.4848
VDER Revenues:
Energy | 0 | 0 | 431857.6588 | 422057.8822 | 411560.065 | 399146.8638 | 375070.319 | 394704.0474 | 410638.8711 | 413324.7206 | 416424.839 | 411991.6889 | 417364.5328 | 418042.1658 | 428870.1233 | 427324.7899 | 428175.8085 | 439804.3563 | 443974.4876 | 443928.1194 | 441894.479 | 451998.0305 | 470038.2864 | 475268.4235 | 492481.4172
Capacity | 0 | 0 | 29204.4705 | 30621.4178 | 32016.481 | 29304.2318 | 28591.087 | 30454.3342 | 32054.999 | 32571.5938 | 27961.0164 | 30140.336 | 32368.7926 | 34198.0374 | 36208.69 | 37096.8139 | 36718.2949 | 38125.1144 | 38381.8173 | 38803.4781 | 39909.8215 | 41144.9412 | 41294.8989 | 41642.7515 | 42124.5109
DRV Rate | 0 | 0 | 74001.1907 | 73450.1861 | 71504.5556 | 71629.8973 | 71437.1263 | 70757.4222 | 71585.9682 | 69680.4598 | 34657.8203 | 34712.9502 | 34462.1642 | 34945.0067 | 34674.4533 | 33745.7724 | 33794.6182 | 33693.2838 | 33362.3079 | 33823.7766 | 32833.7245 | 32651.3149 | 32692.6198 | 32588.586 | 32889.4181
MTC or CC | 0 | 0 | 264625.4004 | 263288.9085 | 262670.0944 | 260615.9246 | 259279.4327 | 257942.9408 | 257309.4802 | 255269.957 | 253933.465 | 252596.9731 | 251948.8661 | 249923.9893 | 248587.4974 | 247251.0054 | 246588.2519 | 244578.0216 | 243241.5297 | 241905.0377 | 241227.6377 | 239232.0539 | 237895.562 | 236559.0701 | 235867.0236
Community Adder/ICSA | 0 | 0 | 0 | 0 | 0 | 0 | 0 | 0 | 0 | 0 | 0 | 0 | 0 | 0 | 0 | 0 | 0 | 0 | 0 | 0 | 0 | 0 | 0 | 0 | 0
VDER Revenues Total | 0 | 0 | 799688.7205 | 789418.3946 | 777751.1961 | 760696.9175 | 734377.965 | 753858.7446 | 771589.3186 | 770846.7312 | 732977.1407 | 729441.9482 | 736144.3556 | 737109.1992 | 748340.7639 | 745418.3817 | 745276.9736 | 756200.776 | 758960.1424 | 758460.4118 | 755865.6627 | 765026.3406 | 781921.367 | 786058.831 | 803362.3698
NEM Not Applicable
Net Metering Credits | 0 | 0 | 1308229.1947 | 1305116.5292 | 1305046.6101 | 1295711.088 | 1272587.6194 | 1315948.1585 | 1355172.9383 | 1370363.5304 | 1390276.2017 | 1399019.1827 | 1423038.5981 | 1437490.0686 | 1468827.7065 | 1483777.6161 | 1503919.7969 | 1535951.0233 | 1559664.9849 | 1581670.4016 | 1599398.7086 | 1629732.8868 | 1677024.2617 | 1703653.051 | 1751343.0489
NEM Revenues Total | 0 | 0 | 1308229.1947 | 1305116.5292 | 1305046.6101 | 1295711.088 | 1272587.6194 | 1315948.1585 | 1355172.9383 | 1370363.5304 | 1390276.2017 | 1399019.1827 | 1423038.5981 | 1437490.0686 | 1468827.7065 | 1483777.6161 | 1503919.7969 | 1535951.0233 | 1559664.9849 | 1581670.4016 | 1599398.7086 | 1629732.8868 | 1677024.2617 | 1703653.051 | 1751343.0489
Tier 1 Not Applicable
Energy | 0 | 0 | 431235.3894 | 421091.488 | 410329.3051 | 397894.5835 | 373095.3804 | 392105.5722 | 407787.9727 | 410090.5967 | 412480.9667 | 407871.8484 | 413010.0726 | 413292.4595 | 423258.4012 | 421330.6243 | 421918.2775 | 432880.2345 | 436850.0364 | 436442.2874 | 434213.8449 | 443712.4987 | 461386.7569 | 465757.5151 | 482964.7689
Capacity | 0 | 0 | 30051.0654 | 30740.5735 | 31357.1369 | 28000.7253 | 26652.978 | 27697.4839 | 28442.1952 | 28195.6746 | 23614.1636 | 24833.8376 | 26019.4662 | 26819.4088 | 27703.6482 | 27690.8889 | 26739.8476 | 27087.1748 | 26604.4463 | 26240.7038 | 26330.5993 | 26483.3878 | 25931.6192 | 25512.2511 | 25177.9501
Tier 1 Revenues Total | 0 | 0 | 461286.4548 | 451832.0615 | 441686.442 | 425895.3089 | 399748.3585 | 419803.0561 | 436230.1678 | 438286.2713 | 436095.1303 | 432705.686 | 439029.5388 | 440111.8682 | 450962.0494 | 449021.5132 | 448658.1251 | 459967.4094 | 463454.4826 | 462682.9912 | 460544.4442 | 470195.8865 | 487318.3761 | 491269.7662 | 508142.7191
Income | 0 | 0 | 799688.7205 | 789418.3946 | 777751.1961 | 760696.9175 | 734377.965 | 753858.7446 | 771589.3186 | 770846.7312 | 732977.1407 | 729441.9482 | 736144.3556 | 737109.1992 | 748340.7639 | 745418.3817 | 745276.9736 | 756200.776 | 758960.1424 | 758460.4118 | 755865.6627 | 765026.3406 | 781921.367 | 786058.831 | 803362.3698
Expense* | 0 | 0 | 196021.9353 | 200922.4837 | 205945.5458 | 211094.1844 | 216371.539 | 221780.8275 | 227325.3482 | 233008.4819 | 238833.694 | 244804.5363 | 250924.6497 | 257197.766 | 263627.7101 | 270218.4029 | 276973.8629 | 283898.2095 | 290995.6647 | 298270.5564 | 305727.3203 | 313370.5033 | 321204.7659 | 329234.885 | 337465.7571
Lease | 0 | 0 | 5202 | 5306.04 | 5412.1608 | 5520.404 | 5630.8121 | 5743.4283 | 5858.2969 | 5975.4628 | 6094.9721 | 6216.8715 | 6341.209 | 6468.0332 | 6597.3938 | 6729.3417 | 6863.9285 | 7001.2071 | 7141.2312 | 7284.0559 | 7429.737 | 7578.3317 | 7729.8984 | 7884.4963 | 8042.1862
Decomissioning | 0 | 0 | 9350 | 9350 | 9350 | 9350 | 9350 | 9350 | 9350 | 9350 | 9350 | 9350 | 9350 | 9350 | 9350 | 9350 | 9350 | 9350 | 9350 | 9350 | 9350 | 9350 | 9350 | 9350 | 9350
Inverter (Solar Only) | 0 | 0 | 0 | 0 | 0 | 0 | 0 | 0 | 0 | 0 | 0 | 0 | 0 | 0 | 706486.9105 | 0 | 0 | 0 | 0 | 0 | 0 | 0 | 0 | 0 | 0
Expenses | 0 | 0 | 210573.9353 | 215578.5237 | 220707.7066 | 225964.5884 | 231352.3511 | 236874.2559 | 242533.6451 | 248333.9448 | 254278.6661 | 260371.4079 | 266615.8587 | 273015.7991 | 986062.0144 | 286297.7446 | 293187.7915 | 300249.4166 | 307486.896 | 314904.6122 | 322507.0573 | 330298.835 | 338284.6642 | 346469.3813 | 354857.9434
EBITDA | 0 | 0 | 589114.7851 | 573839.8709 | 557043.4896 | 534732.329 | 503025.6139 | 516984.4887 | 529055.6734 | 522512.7865 | 478698.4747 | 469070.5403 | 469528.4969 | 464093.4 | -237721.2505 | 459120.6371 | 452089.1821 | 455951.3594 | 451473.2464 | 443555.7995 | 433358.6054 | 434727.5056 | 443636.7028 | 439589.4496 | 448504.4264
Discount Factor | 1 | 0.88865 | 0.7897 | 0.70177 | 0.62363 | 0.55419 | 0.49249 | 0.43765 | 0.38892 | 0.34561 | 0.30713 | 0.27293 | 0.24254 | 0.21554 | 0.19154 | 0.17021 | 0.15126 | 0.13442 | 0.11945 | 0.10615 | 0.094329 | 0.083826 | 0.074492 | 0.066198 | 0.058827
Discounted Cash Flow | 0 | 0 | 465226.6788 | 402705.6789 | 347390.9348 | 296345.3825 | 247733.1743 | 226257.9904 | 205759.6123 | 180587.6407 | 147023.071 | 128024.7537 | 113880.6904 | 100028.9874 | -45532.4302 | 78146.9412 | 68381.9733 | 61287.0015 | 53927.9887 | 47082.8572 | 40878.4403 | 36441.5093 | 33047.5334 | 29099.8793 | 26384.1438
Present Value of Cash Flows: |  | 3290110.4329 |  | Value for Improvements Only
|  | 658.0221 |  | / kW AC
*Expense includes O&M, Insurance, Management.
Cash flows are expressed in Nominal Dollars.
Detailed Calculations
Model Factors
Discount Factor (Nominal) | 1 | 0.88865 | 0.7897 | 0.70177 | 0.62363 | 0.55419 | 0.49249 | 0.43765 | 0.38892 | 0.34561 | 0.30713 | 0.27293 | 0.24254 | 0.21554 | 0.19154 | 0.17021 | 0.15126 | 0.13442 | 0.11945 | 0.10615 | 0.094329 | 0.083826 | 0.074492 | 0.066198 | 0.058827
Discount Factor (Real) | 1 | 0.91087 | 0.82968 | 0.75573 | 0.68837 | 0.62702 | 0.57113 | 0.52023 | 0.47386 | 0.43162 | 0.39315 | 0.35811 | 0.32619 | 0.29712 | 0.27064 | 0.24651 | 0.22454 | 0.20453 | 0.1863 | 0.16969 | 0.15457 | 0.14079 | 0.12824 | 0.11681 | 0.1064
Cash Flow Deflation Factor | 1 | 0.97561 | 0.95181 | 0.9286 | 0.90595 | 0.88385 | 0.8623 | 0.84127 | 0.82075 | 0.80073 | 0.7812 | 0.76214 | 0.74356 | 0.72542 | 0.70773 | 0.69047 | 0.67362 | 0.6572 | 0.64117 | 0.62553 | 0.61027 | 0.59539 | 0.58086 | 0.5667 | 0.55288
Cost Data Inflation Factor | 1 | 1.025 | 1.0506 | 1.0769 | 1.1038 | 1.1314 | 1.1597 | 1.1887 | 1.2184 | 1.2489 | 1.2801 | 1.3121 | 1.3449 | 1.3785 | 1.413 | 1.4483 | 1.4845 | 1.5216 | 1.5597 | 1.5987 | 1.6386 | 1.6796 | 1.7216 | 1.7646 | 1.8087
DRV Rate Inflation Factor | 1 | 1.025 | 1.0506 | 1.0769 | 1.1038 | 1.1314 | 1.1597 | 1.1887 | 1.2184 | 1.2489 | 1.2801 | 1.3121 | 1.3449 | 1.3785 | 1.413 | 1.4483 | 1.4845 | 1.5216 | 1.5597 | 1.5987 | 1.6386 | 1.6796 | 1.7216 | 1.7646 | 1.8087
Market Data Inflation Factor | 1 | 1.025 | 1.0506 | 1.0769 | 1.1038 | 1.1314 | 1.1597 | 1.1887 | 1.2184 | 1.2489 | 1.2801 | 1.3121 | 1.3449 | 1.3785 | 1.413 | 1.4483 | 1.4845 | 1.5216 | 1.5597 | 1.5987 | 1.6386 | 1.6796 | 1.7216 | 1.7646 | 1.8087
Production Calculations (Generation)
System Size (kW AC) | 5000
Zone Capacity Factor | 21.01%
Degradation Rate | 0.5%
Degradation Factor | 1 | 0.995 | 0.99 | 0.985 | 0.98 | 0.975 | 0.97 | 0.965 | 0.96 | 0.955 | 0.95 | 0.945 | 0.94 | 0.935 | 0.93 | 0.925 | 0.92 | 0.915 | 0.91 | 0.905 | 0.9 | 0.895 | 0.89 | 0.885 | 0.88
Days per year | 366 | 365 | 365 | 365 | 366 | 365 | 365 | 365 | 366 | 365 | 365 | 365 | 366 | 365 | 365 | 365 | 366 | 365 | 365 | 365 | 366 | 365 | 365 | 365 | 366
Energy Production (kWh) | 9228118.7327 | 9156890.7671 | 9110876.2406 | 9064861.7141 | 9043556.358 | 8972832.6612 | 8926818.1347 | 8880803.6083 | 8858993.9834 | 8788774.5553 | 8742760.0289 | 8696745.5024 | 8674431.6087 | 8604716.4495 | 8558701.923 | 8512687.3965 | 8489869.2341 | 8420658.3436 | 8374643.8171 | 8328629.2907 | 8305306.8594 | 8236600.2377 | 8190585.7112 | 8144571.1848 | 8120744.4848
Production Calculations (Storage)
System Size (kW) | 500
Degradation Rate | 2%
Degradation Factor | 1 | 0.98 | 0.96 | 0.94 | 0.92 | 0.9 | 0.88 | 0.86 | 0.84 | 0.82 | 0.8 | 0.78 | 0.76 | 0.74 | 0.72
Energy Production (kW) | 500 | 490 | 480 | 470 | 460 | 450 | 440 | 430 | 420 | 410 | 400 | 390 | 380 | 370 | 360
Storage:Solar Ratio | 0.1 | 0.1 | 0.1 | 0.1 | 0.1 | 0.1 | 0.1 | 0.1 | 0.1 | 0.1 | 0.1 | 0.1 | 0.1 | 0.1 | 0.1
Energy Revenue Adjustor | 1 | 1 | 1 | 1 | 1 | 1 | 1 | 1 | 1 | 1 | 1 | 1 | 1 | 1 | 1 | 1 | 1 | 1 | 1 | 1 | 1 | 1 | 1 | 1 | 1
Capacity Revenue Adjustor | 1 | 1 | 1 | 1 | 1 | 1 | 1 | 1 | 1 | 1 | 1 | 1 | 1 | 1 | 1 | 1 | 1 | 1 | 1 | 1 | 1 | 1 | 1 | 1 | 1
DRV Revenue Adjustor | 1 | 1 | 1 | 1 | 1 | 1 | 1 | 1 | 1 | 1 | 1 | 1 | 1 | 1 | 1 | 1 | 1 | 1 | 1 | 1 | 1 | 1 | 1 | 1 | 1
VDER Energy Revenue Calculations
Utility Loss Adjustment | 1.0728
Fraction of Credits | 92.5%
Gen-Wtd Price ($/MWh) | 0 | 0 | 45.4645 | 43.5691 | 41.5468 | 39.6208 | 36.51 | 37.6783 | 38.3375 | 37.9479 | 37.4963 | 36.3839 | 36.0519 | 35.5151 | 35.7374 | 34.9279 | 34.2357 | 34.5897 | 34.2532 | 33.5989 | 32.7209 | 32.9251 | 33.5918 | 33.3243 | 33.7879
Annual VDER Energy Revenue
Nominal $ | 0 | 0 | 431857.6588 | 422057.8822 | 411560.065 | 399146.8638 | 375070.319 | 394704.0474 | 410638.8711 | 413324.7206 | 416424.839 | 411991.6889 | 417364.5328 | 418042.1658 | 428870.1233 | 427324.7899 | 428175.8085 | 439804.3563 | 443974.4876 | 443928.1194 | 441894.479 | 451998.0305 | 470038.2864 | 475268.4235 | 492481.4172
Real 2024 $ | 0 | 0 | 411048.3367 | 391922.7008 | 372853.1063 | 352787.6669 | 323421.9606 | 332050.7933 | 337030.4453 | 330960.8264 | 325310.4186 | 313997.316 | 310333.8546 | 303256.305 | 303523.0497 | 295053.049 | 288429.9005 | 289037.249 | 284661.3061 | 277689.3428 | 269675.3603 | 269113.4286 | 273028.6336 | 269333.3029 | 272280.838
VDER Capacity Revenue Calculations
Fraction of Credits | 92.5%
System Size (kW AC) | 5000 | ICAP
Degradation Factor | 1 | 0.995 | 0.99 | 0.985 | 0.98 | 0.975 | 0.97 | 0.965 | 0.96 | 0.955 | 0.95 | 0.945 | 0.94 | 0.935 | 0.93 | 0.925 | 0.92 | 0.915 | 0.91 | 0.905 | 0.9 | 0.895 | 0.89 | 0.885 | 0.88
UCAP-Adjusted Price | 0 | 0 | 6.0709 | 6.2417 | 6.3994 | 5.7437 | 5.4955 | 5.7404 | 5.9255 | 5.9049 | 4.9714 | 5.2558 | 5.5361 | 5.7368 | 5.9578 | 5.9872 | 5.813 | 5.9207 | 5.8471 | 5.7991 | 5.8512 | 5.9181 | 5.8273 | 5.7655 | 5.7223
Annual VDER Capacity Revenue
Nominal $ | 0 | 0 | 29204.4705 | 30621.4178 | 32016.481 | 29304.2318 | 28591.087 | 30454.3342 | 32054.999 | 32571.5938 | 27961.0164 | 30140.336 | 32368.7926 | 34198.0374 | 36208.69 | 37096.8139 | 36718.2949 | 38125.1144 | 38381.8173 | 38803.4781 | 39909.8215 | 41144.9412 | 41294.8989 | 41642.7515 | 42124.5109
Real 2024 $ | 0 | 0 | 27797.2355 | 28435.0305 | 29005.3516 | 25900.6709 | 24654.0047 | 25620.1726 | 26309.0305 | 26080.999 | 21843.1013 | 22971.2998 | 24068.0062 | 24807.9531 | 25625.8746 | 25614.0723 | 24734.359 | 25055.6367 | 24609.1128 | 24272.651 | 24355.8044 | 24497.1337 | 23986.7478 | 23598.8323 | 23289.6039
VDER Demand Reduction Value Calculations
Fraction of Credits | 92.5%
System Size (kW AC) | 5000
Utility Name | NYSEG
DRV Rate (Years 1-10) | 0.089
DRV Renew Rate (Years >10) | 50%
System Year | 1 | 2 | 3 | 4 | 5 | 6 | 7 | 8 | 9 | 10 | 11 | 12 | 13 | 14 | 15 | 16 | 17 | 18 | 19 | 20 | 21 | 22 | 23 | 24 | 25
Degradation Factor | 1 | 0.995 | 0.99 | 0.985 | 0.98 | 0.975 | 0.97 | 0.965 | 0.96 | 0.955 | 0.95 | 0.945 | 0.94 | 0.935 | 0.93 | 0.925 | 0.92 | 0.915 | 0.91 | 0.905 | 0.9 | 0.895 | 0.89 | 0.885 | 0.88
DRV kWh/yr/kW | 0 | 0 | 181.5941 | 181.1569 | 177.258 | 178.4793 | 178.9165 | 178.1324 | 181.1569 | 177.258 | 177.258 | 178.4793 | 178.1324 | 181.5941 | 181.1569 | 177.258 | 178.4793 | 178.9165 | 178.1324 | 181.5941 | 177.258 | 177.258 | 178.4793 | 178.9165 | 181.5941
DRV Rate, $/kWh | 0.089 | 0.089 | 0.089 | 0.089 | 0.089 | 0.089 | 0.089 | 0.089 | 0.089 | 0.089 | 0.0445 | 0.0445 | 0.0445 | 0.0445 | 0.0445 | 0.0445 | 0.0445 | 0.0445 | 0.0445 | 0.0445 | 0.0445 | 0.0445 | 0.0445 | 0.0445 | 0.0445
Annual VDER Demand Reduction Value Revenue
Nominal $ | 0 | 0 | 74001.1907 | 73450.1861 | 71504.5556 | 71629.8973 | 71437.1263 | 70757.4222 | 71585.9682 | 69680.4598 | 34657.8203 | 34712.9502 | 34462.1642 | 34945.0067 | 34674.4533 | 33745.7724 | 33794.6182 | 33693.2838 | 33362.3079 | 33823.7766 | 32833.7245 | 32651.3149 | 32692.6198 | 32588.586 | 32889.4181
Real 2024 $ | 0 | 0 | 70435.3987 | 68205.7996 | 64779.5983 | 63310.3918 | 61600.0101 | 59525.7594 | 58753.9379 | 55795.1204 | 27074.6338 | 26456.2939 | 25624.545 | 25349.8199 | 24540.0536 | 23300.2935 | 22764.8974 | 22143.0596 | 21390.7745 | 21157.7097 | 20037.468 | 19440.1451 | 18989.9878 | 18467.8617 | 18183.7487
VDER MTC/CC Revenue Calculations
Fraction of Credits | 92.5%
System Age | 2
MTC/CC Rate, $/kWh | 0.0314
MTC/CC Term | 25
Annual VDER MTC/CC Revenue
Nominal $ | 0 | 0 | 264625.4004 | 263288.9085 | 262670.0944 | 260615.9246 | 259279.4327 | 257942.9408 | 257309.4802 | 255269.957 | 253933.465 | 252596.9731 | 251948.8661 | 249923.9893 | 248587.4974 | 247251.0054 | 246588.2519 | 244578.0216 | 243241.5297 | 241905.0377 | 241227.6377 | 239232.0539 | 237895.562 | 236559.0701 | 235867.0236
Real 2024 $ | 0 | 0 | 251874.2657 | 244489.9253 | 237966.1414 | 230346.5024 | 223575.8422 | 216998.4287 | 211185.8736 | 204401.8944 | 198372.417 | 192515.4651 | 187338.0621 | 181299.9542 | 175932.1324 | 170718.3031 | 166107.9948 | 160735.4669 | 155958.1766 | 151318.3059 | 147214.2179 | 142435.484 | 138185.1269 | 134057.3716 | 130405.0642
VDER Community Adder/Inclusive Community Solar Adder Revenue Calculations
Fraction of Credits | 92.5%
System Age | 2
Community Adder Payment | 0
CA Payment Fractions | 50% | 25% | 25% | 0% | 0% | 0% | 0% | 0% | 0% | 0% | 0% | 0% | 0% | 0% | 0% | 0% | 0% | 0% | 0% | 0% | 0% | 0% | 0% | 0% | 0%
Annual VDER Community Adder Revenue
Nominal $ | 0 | 0 | 0 | 0 | 0 | 0 | 0 | 0 | 0 | 0 | 0 | 0 | 0 | 0 | 0 | 0 | 0 | 0 | 0 | 0 | 0 | 0 | 0 | 0 | 0
Real 2024 $ | 0 | 0 | 0 | 0 | 0 | 0 | 0 | 0 | 0 | 0 | 0 | 0 | 0 | 0 | 0 | 0 | 0 | 0 | 0 | 0 | 0 | 0 | 0 | 0 | 0
NEM Net Metering Credit Revenue Calculations
Fraction of Credits | 92.5%
Residential Share | 85%
Residential Credit Rate | 0 | 0 | 0.15988 | 0.15668 | 0.1535 | 0.15017 | 0.14511 | 0.14697 | 0.14793 | 0.14718 | 0.14651 | 0.14477 | 0.1441 | 0.14324 | 0.14353 | 0.14234 | 0.14125 | 0.14183 | 0.14133 | 0.14067 | 0.13931 | 0.13961 | 0.14082 | 0.1404 | 0.14115
Commercial Credit Rate | 0 | 0 | 0.079034 | 0.075705 | 0.072392 | 0.068921 | 0.063657 | 0.065593 | 0.066592 | 0.065809 | 0.06511 | 0.063295 | 0.062597 | 0.061711 | 0.062014 | 0.060773 | 0.05963 | 0.060241 | 0.05972 | 0.059031 | 0.057611 | 0.057927 | 0.059187 | 0.058748 | 0.059526
Annual NEM Net Metering Credit Revenue
Nominal $ | 0 | 0 | 1308229.1947 | 1305116.5292 | 1305046.6101 | 1295711.088 | 1272587.6194 | 1315948.1585 | 1355172.9383 | 1370363.5304 | 1390276.2017 | 1399019.1827 | 1423038.5981 | 1437490.0686 | 1468827.7065 | 1483777.6161 | 1503919.7969 | 1535951.0233 | 1559664.9849 | 1581670.4016 | 1599398.7086 | 1629732.8868 | 1677024.2617 | 1703653.051 | 1751343.0489
Real 2024 $ | 0 | 0 | 1245191.381 | 1211930.4402 | 1182307.8179 | 1145219.8006 | 1097348.3159 | 1107061.4369 | 1112253.5419 | 1097288.9447 | 1086081.5467 | 1066255.1703 | 1058108.7243 | 1042784.5855 | 1039529.3138 | 1024497.3379 | 1013077.8732 | 1009419.4204 | 1000004.0183 | 989378.6745 | 976066.5579 | 970320.6102 | 974124.1427 | 965455.4786 | 968274.4085
Tier 1 Energy Revenue Calculations
System Size (kW AC) | 5000
Gen-Wtd Price ($/MWh) | 0 | 0 | 45.0512 | 43.1364 | 41.1053 | 39.194 | 36.0396 | 37.1436 | 37.7798 | 37.3626 | 36.8567 | 35.7441 | 35.4024 | 34.8426 | 34.9996 | 34.1742 | 33.4769 | 33.7844 | 33.4454 | 32.7793 | 31.9059 | 32.074 | 32.7209 | 32.4073 | 32.8811
Annual Tier 1 Energy Revenue
Nominal $ | 0 | 0 | 431235.3894 | 421091.488 | 410329.3051 | 397894.5835 | 373095.3804 | 392105.5722 | 407787.9727 | 410090.5967 | 412480.9667 | 407871.8484 | 413010.0726 | 413292.4595 | 423258.4012 | 421330.6243 | 421918.2775 | 432880.2345 | 436850.0364 | 436442.2874 | 434213.8449 | 443712.4987 | 461386.7569 | 465757.5151 | 482964.7689
Real 2024 $ | 0 | 0 | 410456.0518 | 391025.3077 | 371738.0985 | 351680.8337 | 321718.9773 | 329864.7864 | 334690.5802 | 328371.1717 | 322229.4719 | 310857.4011 | 307096.0701 | 299810.7712 | 299551.4814 | 290914.2841 | 284214.6717 | 284486.7504 | 280093.3508 | 273006.7474 | 264988.0925 | 264180.3365 | 268003.2658 | 263943.4974 | 267019.3177
Tier 1 Capacity Revenue Calculation
System Age | 2
System Size (kW AC) | 5000
Degradation Factor | 1 | 0.995 | 0.99 | 0.985 | 0.98 | 0.975 | 0.97 | 0.965 | 0.96 | 0.955 | 0.95 | 0.945 | 0.94 | 0.935 | 0.93 | 0.925 | 0.92 | 0.915 | 0.91 | 0.905 | 0.9 | 0.895 | 0.89 | 0.885 | 0.88
UCAP-Adjusted Price | 0 | 0 | 6.0709 | 6.2417 | 6.3994 | 5.7437 | 5.4955 | 5.7404 | 5.9255 | 5.9049 | 4.9714 | 5.2558 | 5.5361 | 5.7368 | 5.9578 | 5.9872 | 5.813 | 5.9207 | 5.8471 | 5.7991 | 5.8512 | 5.9181 | 5.8273 | 5.7655 | 5.7223
Annual Tier 1 Capacity Revenue
Nominal $ | 0 | 0 | 30051.0654 | 30740.5735 | 31357.1369 | 28000.7253 | 26652.978 | 27697.4839 | 28442.1952 | 28195.6746 | 23614.1636 | 24833.8376 | 26019.4662 | 26819.4088 | 27703.6482 | 27690.8889 | 26739.8476 | 27087.1748 | 26604.4463 | 26240.7038 | 26330.5993 | 26483.3878 | 25931.6192 | 25512.2511 | 25177.9501
Real 2024 $ | 0 | 0 | 28603.0367 | 28545.6784 | 28408.0184 | 24748.5612 | 22982.7794 | 23300.9303 | 23343.8341 | 22577.0763 | 18447.3469 | 18926.9798 | 19346.9272 | 19455.3456 | 19606.6253 | 19119.605 | 18012.628 | 17801.5574 | 17057.864 | 16414.2875 | 16068.7997 | 15767.8459 | 15062.7614 | 14457.7222 | 13920.2681
Operating Expense Calculations
Plant Type | Solar
Revenue Type | VDER - Value of Distributed Energy Resources | [7 empty] | 2.3 | 1.5
System Size (kW AC) | 5000
System Age | 2
BESS System Size (kW AC) | 0
BESS System Age | 0
NY Adjusted Base OpEx Rate | 13.9859 | $2022/kW-year
Subscriber Management Costs (VDER Only) | 23.3294 | $2022/kW-year
Final OpEx Rate | 37.3153 | $2022/kW-year
Mandatory Host Community Benefit Act Payment | 0 | /kW-year for first 10 years of operation
Annual Operating Expense
Nominal $ | 0 | 0 | 196021.9353 | 200922.4837 | 205945.5458 | 211094.1844 | 216371.539 | 221780.8275 | 227325.3482 | 233008.4819 | 238833.694 | 244804.5363 | 250924.6497 | 257197.766 | 263627.7101 | 270218.4029 | 276973.8629 | 283898.2095 | 290995.6647 | 298270.5564 | 305727.3203 | 313370.5033 | 321204.7659 | 329234.885 | 337465.7571
Real 2024 $ | 0 | 0 | 186576.5 | 186576.5 | 186576.5 | 186576.5 | 186576.5 | 186576.5 | 186576.5 | 186576.5 | 186576.5 | 186576.5 | 186576.5 | 186576.5 | 186576.5 | 186576.5 | 186576.5 | 186576.5 | 186576.5 | 186576.5 | 186576.5 | 186576.5 | 186576.5 | 186576.5 | 186576.5
Ground Lease Expense Calculations
System Age | 2
Annual Ground Lease | 5000
Ground Lease Escalation | 2%
Annual Ground Lease Expense
Nominal $ | 0 | 0 | 5202 | 5306.04 | 5412.1608 | 5520.404 | 5630.8121 | 5743.4283 | 5858.2969 | 5975.4628 | 6094.9721 | 6216.8715 | 6341.209 | 6468.0332 | 6597.3938 | 6729.3417 | 6863.9285 | 7001.2071 | 7141.2312 | 7284.0559 | 7429.737 | 7578.3317 | 7729.8984 | 7884.4963 | 8042.1862
Real 2024 $ | 0 | 0 | 4951.3385 | 4927.1856 | 4903.1506 | 4879.2328 | 4855.4316 | 4831.7466 | 4808.1771 | 4784.7226 | 4761.3825 | 4738.1562 | 4715.0433 | 4692.043 | 4669.155 | 4646.3787 | 4623.7134 | 4601.1587 | 4578.714 | 4556.3788 | 4534.1526 | 4512.0348 | 4490.0248 | 4468.1223 | 4446.3266
Decommissioning Expense Calculations
System Size (kW AC) | 5000
System Age | 2
Decom Cost per kW/yr | 1.87
COD Inflation Adjustment | 1
Annual Decommissioning Expense
Nominal $ | 0 | 0 | 9350 | 9350 | 9350 | 9350 | 9350 | 9350 | 9350 | 9350 | 9350 | 9350 | 9350 | 9350 | 9350 | 9350 | 9350 | 9350 | 9350 | 9350 | 9350 | 9350 | 9350 | 9350 | 9350
Real 2024 $ | 0 | 0 | 8899.4646 | 8682.4045 | 8470.6385 | 8264.0376 | 8062.4757 | 7865.8299 | 7673.9804 | 7486.8102 | 7304.2051 | 7126.0537 | 6952.2475 | 6782.6805 | 6617.2493 | 6455.853 | 6298.3931 | 6144.7738 | 5994.9013 | 5848.6841 | 5706.0333 | 5566.8618 | 5431.0847 | 5298.6192 | 5169.3846
Inverter Replacement Expense Calculations
Inverter Size (kW) | 5000
Inverter Age | 2
Replacement Cycle | 15
Replacement Cost ($/kW) | 100
Annual Inverter Replacement Expense
Nominal $ | 0 | 0 | 0 | 0 | 0 | 0 | 0 | 0 | 0 | 0 | 0 | 0 | 0 | 0 | 706486.9105 | 0 | 0 | 0 | 0 | 0 | 0 | 0 | 0 | 0 | 0
Real 2024 $ | 0 | 0 | 0 | 0 | 0 | 0 | 0 | 0 | 0 | 0 | 0 | 0 | 0 | 0 | 500000 | 0 | 0 | 0 | 0 | 0 | 0 | 0 | 0 | 0 | 0
Total Cash Flows
VDER Total Cash Flow
Nominal $ | 0 | 0 | 589114.7851 | 573839.8709 | 557043.4896 | 534732.329 | 503025.6139 | 516984.4887 | 529055.6734 | 522512.7865 | 478698.4747 | 469070.5403 | 469528.4969 | 464093.4 | -237721.2505 | 459120.6371 | 452089.1821 | 455951.3594 | 451473.2464 | 443555.7995 | 433358.6054 | 434727.5056 | 443636.7028 | 439589.4496 | 448504.4264
Real 2024 $ | 0 | 0 | 560727.9335 | 532867.3661 | 504653.9085 | 472625.4617 | 433757.4103 | 434921.0775 | 434220.6297 | 418390.8075 | 373958.4833 | 357499.6648 | 349120.6771 | 336662.8086 | -168241.794 | 317006.9864 | 304538.5452 | 299648.9797 | 289469.2546 | 277456.4464 | 264466.1647 | 258830.7949 | 257692.8865 | 249114.127 | 247967.0436
NEM Total Cash Flow
Nominal $ | 0 | 0 | 1097655.2594 | 1089538.0055 | 1084338.9035 | 1069746.4995 | 1041235.2683 | 1079073.9027 | 1112639.2931 | 1122029.5856 | 1135997.5356 | 1138647.7749 | 1156422.7394 | 1164474.2695 | 482765.6921 | 1197479.8715 | 1210732.0055 | 1235701.6067 | 1252178.0889 | 1266765.7894 | 1276891.6513 | 1299434.0518 | 1338739.5975 | 1357183.6696 | 1396485.1055
Real 2024 $ | 0 | 0 | 1044764.0779 | 1011744.3501 | 982357.5288 | 945500.0303 | 897853.9086 | 907787.3604 | 913194.8844 | 898440.912 | 887439.4592 | 867814.4604 | 859864.9335 | 844733.362 | 341666.4095 | 826818.6063 | 815579.2667 | 812096.988 | 802853.903 | 792397.1115 | 779249.872 | 773665.2136 | 777626.5332 | 769112.2371 | 772082.1973
Tier 1 Total Cash Flow
Nominal $ | 0 | 0 | 250712.5195 | 236253.5378 | 220978.7354 | 199930.7204 | 168396.0073 | 182928.8002 | 193696.5227 | 189952.3265 | 181816.4642 | 172334.2782 | 172413.6801 | 167096.0691 | -535099.965 | 162723.7687 | 155470.3336 | 159717.9928 | 155967.5866 | 147778.379 | 138037.387 | 139897.0515 | 149033.7119 | 144800.3848 | 153284.7757
Real 2024 $ | 0 | 0 | 238631.7853 | 219384.896 | 200195.8278 | 176709.6245 | 145207.3494 | 153891.6401 | 158975.7568 | 152100.2152 | 142034.7313 | 131343.6709 | 128199.2065 | 121214.8932 | -378704.7977 | 112355.1575 | 104728.6932 | 104965.8754 | 100001.0995 | 92439.472 | 84240.2063 | 83292.7859 | 86568.4177 | 82057.9782 | 84747.3747

## ModelFactors
Valuation Group | Revenue Type | Plant Type | NYISO Zone | Group-Zone | CapFactor | Plant Type | Revenue Type | U.S. Base OpEx Rate ($2022/kWac) | Labor Cost Fraction (%) | Labor Cost Multiplier (%) | NY Adjusted Base OpEx Rate ($2022/kWac) | Utility | Loss Adjustment Factor | DRV Rate ($2022/kWh) Phase 2 | Maximum MTC/CC Rate ($2022/kWh) | ValGroup # | Revenue Type | Plant Type | NYISO Name | NYISO Letter | Year | Days | Cash Flow Types | Hybrid Revenue Multipliers | Tier 1 | Tier 1 | Tier 1 | Tier 1 | Tier 1 | Tier 1 | Tier 1 | Tier 1 | Tier 1 | Tier 1 | Tier 1 | Tier 1 | Tier 1 | Tier 1 | Tier 1 | Tier 1 | Tier 1 | Tier 1 | Tier 1 | Tier 1 | Tier 1 | Tier 1 | VDER - Value of Distributed Energy Resources | VDER - Value of Distributed Energy Resources | VDER - Value of Distributed Energy Resources | VDER - Value of Distributed Energy Resources | VDER - Value of Distributed Energy Resources | VDER - Value of Distributed Energy Resources | VDER - Value of Distributed Energy Resources | VDER - Value of Distributed Energy Resources | VDER - Value of Distributed Energy Resources | VDER - Value of Distributed Energy Resources | VDER - Value of Distributed Energy Resources | VDER - Value of Distributed Energy Resources | VDER - Value of Distributed Energy Resources | VDER - Value of Distributed Energy Resources | VDER - Value of Distributed Energy Resources | VDER - Value of Distributed Energy Resources | VDER - Value of Distributed Energy Resources | VDER - Value of Distributed Energy Resources | VDER - Value of Distributed Energy Resources | VDER - Value of Distributed Energy Resources | VDER - Value of Distributed Energy Resources | VDER - Value of Distributed Energy Resources | VDER - Value of Distributed Energy Resources | VDER - Value of Distributed Energy Resources | VDER - Value of Distributed Energy Resources | VDER - Value of Distributed Energy Resources | VDER - Value of Distributed Energy Resources | VDER - Value of Distributed Energy Resources | VDER - Value of Distributed Energy Resources | VDER - Value of Distributed Energy Resources | VDER - Value of Distributed Energy Resources | VDER - Value of Distributed Energy Resources | VDER - Value of Distributed Energy Resources
1 | VDER - Value of Distributed Energy Resources | Solar | A | 1 - A | 0.21011 | [6 empty] | Central Hudson | 1.0264 | 0.05 | 0.0599 | 1 | VDER - Value of Distributed Energy Resources | Solar | A - West | A | 2000 | 366 | Nominal Dollars |  | Capacity Revenue Adjustor | Capacity Revenue Adjustor | Capacity Revenue Adjustor | Capacity Revenue Adjustor | Capacity Revenue Adjustor | Capacity Revenue Adjustor | Capacity Revenue Adjustor | Capacity Revenue Adjustor | Capacity Revenue Adjustor | Capacity Revenue Adjustor | Capacity Revenue Adjustor | Energy Revenue Adjustor | Energy Revenue Adjustor | Energy Revenue Adjustor | Energy Revenue Adjustor | Energy Revenue Adjustor | Energy Revenue Adjustor | Energy Revenue Adjustor | Energy Revenue Adjustor | Energy Revenue Adjustor | Energy Revenue Adjustor | Energy Revenue Adjustor | Energy Revenue Adjustor | Energy Revenue Adjustor | Energy Revenue Adjustor | Energy Revenue Adjustor | Energy Revenue Adjustor | Energy Revenue Adjustor | Energy Revenue Adjustor | Energy Revenue Adjustor | Energy Revenue Adjustor | Energy Revenue Adjustor | Energy Revenue Adjustor | Capacity Revenue Adjustor | Capacity Revenue Adjustor | Capacity Revenue Adjustor | Capacity Revenue Adjustor | Capacity Revenue Adjustor | Capacity Revenue Adjustor | Capacity Revenue Adjustor | Capacity Revenue Adjustor | Capacity Revenue Adjustor | Capacity Revenue Adjustor | Capacity Revenue Adjustor | DRV Revenue Adjustor | DRV Revenue Adjustor | DRV Revenue Adjustor | DRV Revenue Adjustor | DRV Revenue Adjustor | DRV Revenue Adjustor | DRV Revenue Adjustor | DRV Revenue Adjustor | DRV Revenue Adjustor | DRV Revenue Adjustor | DRV Revenue Adjustor
1 | VDER - Value of Distributed Energy Resources | Solar | B | 1 - B | 0.1971 | Solar | Tier 1 | 12.92 | 30% | 125% | 13.889 | ConEd (11am-3pm) | 1.0627 | 0.854 | 0.12 | 2 | VDER - Value of Distributed Energy Resources | Hybrid Solar Plus Storage | B - Genesee | B | 2001 | 365 | Real 2024 Dollars | Year | 0.7 | 0.65 | 0.6 | 0.55 | 0.5 | 0.45 | 0.4 | 0.35 | 0.3 | 0.25 | 0.2 | 0.7 | 0.65 | 0.6 | 0.55 | 0.5 | 0.45 | 0.4 | 0.35 | 0.3 | 0.25 | 0.2 | 0.7 | 0.65 | 0.6 | 0.55 | 0.5 | 0.45 | 0.4 | 0.35 | 0.3 | 0.25 | 0.2 | 0.7 | 0.65 | 0.6 | 0.55 | 0.5 | 0.45 | 0.4 | 0.35 | 0.3 | 0.25 | 0.2 | 0.7 | 0.65 | 0.6 | 0.55 | 0.5 | 0.45 | 0.4 | 0.35 | 0.3 | 0.25 | 0.2
1 | VDER - Value of Distributed Energy Resources | Solar | C | 1 - C | 0.19951 | Solar | NEM - Net Energy Metering | 12.92 | 33% | 125% | 13.9859 | ConEd (2pm-6pm) | 1.0627 | 0.854 | 0.12 | 3 | NEM - Net Energy Metering | Solar | C - Central | C | 2002 | 365 |  | 2023 | 2.0205 | 2.1597 | 2.2984 | 2.4376 | 2.5764 | 2.3543 | 2.1314 | 1.9092 | 1.6863 | 1.464 | 1.2416 | 1.3726 | 1.3471 | 1.3215 | 1.2961 | 1.2705 | 1.2445 | 1.2189 | 1.1933 | 1.167 | 1.1417 | 1.116 | 1.0527 | 1.0481 | 1.0443 | 1.0392 | 1.0349 | 1.0305 | 1.0267 | 1.0221 | 1.0177 | 1.0131 | 1.0087 | 1.8741 | 1.8078 | 1.7433 | 1.6753 | 1.6083 | 1.5438 | 1.4787 | 1.4154 | 1.371 | 1.3253 | 1.2803 | 1.7718 | 1.708 | 1.6451 | 1.5796 | 1.5146 | 1.4522 | 1.3895 | 1.3249 | 1.2617 | 1.1969 | 1.1331
1 | VDER - Value of Distributed Energy Resources | Solar | D | 1 - D | 0.20455 | Solar | VDER - Value of Distributed Energy Resources | 12.92 | 33% | 125% | 13.9859 | ConEd (4pm-8pm) | 1.0627 | 0.854 | 0.12 | 4 | Tier 1 | Solar | D - North | D | 2003 | 365 |  | 2024 | 2.0341 | 2.175 | 2.3153 | 2.4562 | 2.5966 | 2.372 | 2.1466 | 1.9217 | 1.6962 | 1.4712 | 1.2462 | 1.3654 | 1.3403 | 1.3151 | 1.2903 | 1.2651 | 1.2399 | 1.2147 | 1.1894 | 1.1638 | 1.139 | 1.1138 | 1.0538 | 1.0491 | 1.045 | 1.0399 | 1.0357 | 1.0311 | 1.027 | 1.0223 | 1.0178 | 1.0131 | 1.0086 | 1.7421 | 1.6793 | 1.6184 | 1.5542 | 1.491 | 1.4301 | 1.3688 | 1.3116 | 1.2782 | 1.244 | 1.2102 | 1.7861 | 1.7208 | 1.6566 | 1.5892 | 1.5224 | 1.4587 | 1.3949 | 1.3284 | 1.2638 | 1.1974 | 1.1321
1 | VDER - Value of Distributed Energy Resources | Solar | E | 1 - E | 0.19951 | Land-Based Wind | Tier 1 | 24.87 | 10% | 125% | 25.4918 | ConEd (7pm-11pm) | 1.0627 | 0.854 | 0.12 | 5 | Tier 1 | Hybrid Solar Plus Storage | E - Mohawk Valley | E | 2004 | 366 |  | 2025 | 2.0583 | 2.203 | 2.347 | 2.4917 | 2.6357 | 2.405 | 2.1737 | 1.943 | 1.7117 | 1.4807 | 1.2497 | 1.3573 | 1.333 | 1.3083 | 1.284 | 1.2593 | 1.2347 | 1.21 | 1.1853 | 1.1603 | 1.136 | 1.1113 | 1.0563 | 1.0513 | 1.047 | 1.0417 | 1.037 | 1.0323 | 1.028 | 1.023 | 1.0183 | 1.0133 | 1.0087 | 1.6483 | 1.588 | 1.5293 | 1.4677 | 1.407 | 1.3483 | 1.2893 | 1.2337 | 1.2087 | 1.183 | 1.1577 | 1.8013 | 1.7343 | 1.6687 | 1.5997 | 1.5313 | 1.466 | 1.4007 | 1.3323 | 1.2663 | 1.1983 | 1.1313
1 | VDER - Value of Distributed Energy Resources | Solar | F | 1 - F | 0.20953 | Hybrid Solar Plus Storage | Tier 1 | 52.67 | 30% | 125% | 56.6202 | National Grid | 1.084 | 0.21 | 0.0282 | 6 | Tier 1 | Land-Based Wind | F - Capital | F | 2005 | 365 |  | 2026 | 1.969 | 2.101 | 2.233 | 2.365 | 2.497 | 2.286 | 2.074 | 1.863 | 1.651 | 1.44 | 1.229 | 1.395 | 1.368 | 1.341 | 1.314 | 1.287 | 1.259 | 1.232 | 1.205 | 1.177 | 1.15 | 1.123 | 1.048 | 1.044 | 1.041 | 1.036 | 1.032 | 1.028 | 1.025 | 1.021 | 1.017 | 1.013 | 1.009 | 2.232 | 2.156 | 2.082 | 2.004 | 1.927 | 1.853 | 1.778 | 1.701 | 1.626 | 1.549 | 1.473 | 1.728 | 1.669 | 1.61 | 1.55 | 1.49 | 1.432 | 1.373 | 1.314 | 1.255 | 1.195 | 1.136
1 | VDER - Value of Distributed Energy Resources | Solar | G | 1 - G | 0.21288 | Hybrid Solar Plus Storage | VDER - Value of Distributed Energy Resources | 52.6 | 33% | 125% | 56.9395 | NYSEG | 1.0728 | 0.089 | 0.0314 |  |  |  | G - Hudson Valley | G | 2006 | 365 |  | 2027 | 2.075 | 2.221 | 2.366 | 2.512 | 2.657 | 2.425 | 2.192 | 1.959 | 1.726 | 1.493 | 1.26 | 1.344 | 1.32 | 1.296 | 1.273 | 1.249 | 1.226 | 1.202 | 1.178 | 1.154 | 1.131 | 1.107 | 1.057 | 1.052 | 1.047 | 1.042 | 1.038 | 1.033 | 1.028 | 1.023 | 1.018 | 1.013 | 1.008 | 1.346 | 1.294 | 1.244 | 1.191 | 1.139 | 1.089 | 1.039 | 1 | 1 | 1 | 1 | 1.829 | 1.759 | 1.691 | 1.618 | 1.546 | 1.478 | 1.411 | 1.339 | 1.27 | 1.199 | 1.129
1 | VDER - Value of Distributed Energy Resources | Solar | H | 1 - H | 0.21623 | [6 empty] | Orange & Rockland | 1.0799 | 0.222 | 0.0911 |  |  |  | H - Millwood | H | 2007 | 365 |  | 2028 | 2.131 | 2.287 | 2.442 | 2.598 | 2.753 | 2.504 | 2.255 | 2.007 | 1.758 | 1.509 | 1.26 | 1.333 | 1.311 | 1.288 | 1.265 | 1.242 | 1.219 | 1.196 | 1.173 | 1.15 | 1.127 | 1.104 | 1.064 | 1.058 | 1.053 | 1.047 | 1.041 | 1.036 | 1.031 | 1.025 | 1.02 | 1.014 | 1.009 | 1.367 | 1.314 | 1.262 | 1.208 | 1.155 | 1.103 | 1.051 | 1 | 1 | 1 | 1 | 1.847 | 1.775 | 1.705 | 1.631 | 1.558 | 1.488 | 1.418 | 1.344 | 1.274 | 1.201 | 1.129
1 | VDER - Value of Distributed Energy Resources | Solar | I | 1 - I | 0.21623 | Inputs for Tier 1 Projects Only: | [5 empty] | PSEG Long Island | 1.0669 | 0.338 | 0.05 |  |  |  | I - Dunwoodie | I | 2008 | 366 |  | 2029 | 2.316 | 2.495 | 2.674 | 2.853 | 3.032 | 2.746 | 2.459 | 2.173 | 1.887 | 1.6 | 1.314 | 1.344 | 1.32 | 1.296 | 1.272 | 1.248 | 1.224 | 1.2 | 1.176 | 1.153 | 1.129 | 1.105 | 1.063 | 1.057 | 1.052 | 1.046 | 1.04 | 1.035 | 1.03 | 1.024 | 1.018 | 1.013 | 1.007 | 1.445 | 1.387 | 1.331 | 1.273 | 1.215 | 1.159 | 1.103 | 1.045 | 1 | 1 | 1 | 1.878 | 1.803 | 1.729 | 1.653 | 1.576 | 1.503 | 1.43 | 1.354 | 1.28 | 1.204 | 1.129
1 | VDER - Value of Distributed Energy Resources | Solar | J | 1 - J | 0.21623 | Technology | Required Project Size (MW) | Required # of Contribution Years | Host Community Benefit Payment ($2022/MW-yr) |  |  | RGE | 1.0693 | 0.109 | 0.03829 |  |  |  | J - N.Y.C. | J | 2009 | 365 |  | 2030 | 2.465 | 2.664 | 2.863 | 3.062 | 3.26 | 2.942 | 2.624 | 2.306 | 1.987 | 1.669 | 1.351 | 1.386 | 1.359 | 1.333 | 1.306 | 1.28 | 1.253 | 1.227 | 1.2 | 1.174 | 1.147 | 1.121 | 1.079 | 1.072 | 1.065 | 1.058 | 1.051 | 1.044 | 1.037 | 1.03 | 1.023 | 1.016 | 1.009 | 1.415 | 1.357 | 1.3 | 1.241 | 1.182 | 1.125 | 1.068 | 1.009 | 1 | 1 | 1 | 1.89 | 1.813 | 1.737 | 1.657 | 1.578 | 1.502 | 1.426 | 1.347 | 1.271 | 1.192 | 1.114
1 | VDER - Value of Distributed Energy Resources | Solar | K | 1 - K | 0.22963 | [13 empty] | K - Long Island | K | 2010 | 365 |  | 2031 | 2.484 | 2.685 | 2.887 | 3.088 | 3.29 | 2.967 | 2.645 | 2.323 | 2.001 | 1.679 | 1.356 | 1.382 | 1.356 | 1.33 | 1.304 | 1.278 | 1.251 | 1.225 | 1.199 | 1.173 | 1.147 | 1.121 | 1.085 | 1.077 | 1.07 | 1.062 | 1.054 | 1.047 | 1.039 | 1.031 | 1.024 | 1.016 | 1.008 | 1.486 | 1.425 | 1.365 | 1.301 | 1.238 | 1.179 | 1.119 | 1.056 | 1 | 1 | 1 | 1.919 | 1.839 | 1.762 | 1.679 | 1.596 | 1.519 | 1.442 | 1.36 | 1.282 | 1.2 | 1.12
2 | VDER - Value of Distributed Energy Resources | Hybrid Solar Plus Storage | A | 2 - A | 0.21011 | Solar | 25 | 10 | 500 | [11 empty] | 2011 | 365 |  | 2032 | 2.504 | 2.708 | 2.912 | 3.116 | 3.32 | 2.994 | 2.667 | 2.34 | 2.014 | 1.687 | 1.361 | 1.376 | 1.35 | 1.324 | 1.298 | 1.273 | 1.247 | 1.221 | 1.195 | 1.169 | 1.143 | 1.117 | 1.086 | 1.079 | 1.071 | 1.063 | 1.055 | 1.047 | 1.04 | 1.032 | 1.024 | 1.016 | 1.008 | 1.49 | 1.426 | 1.365 | 1.299 | 1.234 | 1.173 | 1.111 | 1.046 | 1 | 1 | 1 | 1.937 | 1.855 | 1.775 | 1.689 | 1.603 | 1.524 | 1.445 | 1.36 | 1.279 | 1.195 | 1.113
2 | VDER - Value of Distributed Energy Resources | Hybrid Solar Plus Storage | B | 2 - B | 0.1971 | Land-Based Wind | 25 | 10 | 1000 | [11 empty] | 2012 | 366 |  | 2033 | 2.483 | 2.683 | 2.884 | 3.085 | 3.285 | 2.964 | 2.643 | 2.322 | 2.001 | 1.68 | 1.359 | 1.393 | 1.366 | 1.34 | 1.313 | 1.286 | 1.259 | 1.232 | 1.205 | 1.178 | 1.151 | 1.124 | 1.087 | 1.079 | 1.071 | 1.063 | 1.054 | 1.047 | 1.039 | 1.031 | 1.023 | 1.015 | 1.007 | 1.591 | 1.521 | 1.454 | 1.382 | 1.31 | 1.243 | 1.176 | 1.105 | 1.037 | 1 | 1 | 1.984 | 1.898 | 1.814 | 1.724 | 1.633 | 1.55 | 1.467 | 1.378 | 1.293 | 1.205 | 1.118
2 | VDER - Value of Distributed Energy Resources | Hybrid Solar Plus Storage | C | 2 - C | 0.19951 | [15 empty] | 2013 | 365 |  | 2034 | 2.985 | 3.241 | 3.497 | 3.754 | 4.01 | 3.6 | 3.19 | 2.779 | 2.369 | 1.959 | 1.548 | 1.413 | 1.385 | 1.357 | 1.329 | 1.301 | 1.273 | 1.244 | 1.216 | 1.188 | 1.16 | 1.132 | 1.087 | 1.079 | 1.071 | 1.062 | 1.053 | 1.045 | 1.038 | 1.029 | 1.021 | 1.012 | 1.004 | 1.573 | 1.503 | 1.437 | 1.363 | 1.29 | 1.224 | 1.159 | 1.086 | 1.019 | 1 | 1 | 1.994 | 1.906 | 1.822 | 1.73 | 1.637 | 1.554 | 1.47 | 1.379 | 1.293 | 1.203 | 1.115
2 | VDER - Value of Distributed Energy Resources | Hybrid Solar Plus Storage | D | 2 - D | 0.20455 | Inputs for VDER Projects Only: | [14 empty] | 2014 | 365 |  | 2035 | 2.987 | 3.244 | 3.501 | 3.758 | 4.015 | 3.603 | 3.192 | 2.781 | 2.37 | 1.959 | 1.548 | 1.447 | 1.416 | 1.386 | 1.355 | 1.325 | 1.294 | 1.264 | 1.233 | 1.203 | 1.172 | 1.142 | 1.092 | 1.083 | 1.075 | 1.066 | 1.057 | 1.049 | 1.04 | 1.032 | 1.023 | 1.014 | 1.006 | 1.525 | 1.457 | 1.392 | 1.321 | 1.25 | 1.185 | 1.12 | 1.05 | 1 | 1 | 1 | 1.999 | 1.91 | 1.825 | 1.732 | 1.638 | 1.554 | 1.47 | 1.378 | 1.291 | 1.2 | 1.111
2 | VDER - Value of Distributed Energy Resources | Hybrid Solar Plus Storage | E | 2 - E | 0.19951 | Subscriber Management Cost ($2022/Wac) |  | 0.023329 | [12 empty] | 2015 | 365 |  | 2036 | 3.034 | 3.297 | 3.561 | 3.824 | 4.087 | 3.666 | 3.245 | 2.824 | 2.402 | 1.981 | 1.56 | 1.459 | 1.428 | 1.397 | 1.365 | 1.334 | 1.303 | 1.271 | 1.24 | 1.209 | 1.177 | 1.146 | 1.102 | 1.093 | 1.084 | 1.074 | 1.064 | 1.055 | 1.046 | 1.036 | 1.027 | 1.017 | 1.008 | 1.548 | 1.479 | 1.412 | 1.341 | 1.271 | 1.204 | 1.136 | 1.066 | 1 | 1 | 1 | 2.01 | 1.921 | 1.834 | 1.741 | 1.649 | 1.563 | 1.477 | 1.385 | 1.297 | 1.206 | 1.117
2 | VDER - Value of Distributed Energy Resources | Hybrid Solar Plus Storage | F | 2 - F | 0.20953 | [15 empty] | 2016 | 366 |  | 2037 | 3.105 | 3.377 | 3.649 | 3.921 | 4.193 | 3.758 | 3.323 | 2.887 | 2.452 | 2.016 | 1.581 | 1.473 | 1.441 | 1.409 | 1.376 | 1.344 | 1.311 | 1.279 | 1.246 | 1.214 | 1.181 | 1.148 | 1.109 | 1.099 | 1.09 | 1.079 | 1.068 | 1.058 | 1.049 | 1.038 | 1.028 | 1.018 | 1.008 | 1.534 | 1.465 | 1.398 | 1.328 | 1.257 | 1.19 | 1.124 | 1.053 | 1 | 1 | 1 | 2.01 | 1.921 | 1.834 | 1.742 | 1.649 | 1.563 | 1.477 | 1.385 | 1.298 | 1.207 | 1.117
2 | VDER - Value of Distributed Energy Resources | Hybrid Solar Plus Storage | G | 2 - G | 0.21288 | Inputs for Projects with Storage: | [14 empty] | 2017 | 365 |  | 2038 | 3.174 | 3.455 | 3.737 | 4.018 | 4.299 | 3.849 | 3.399 | 2.949 | 2.499 | 2.049 | 1.599 | 1.465 | 1.434 | 1.402 | 1.371 | 1.34 | 1.308 | 1.276 | 1.245 | 1.213 | 1.181 | 1.149 | 1.093 | 1.085 | 1.076 | 1.067 | 1.057 | 1.049 | 1.041 | 1.032 | 1.023 | 1.014 | 1.006 | 1.508 | 1.441 | 1.377 | 1.307 | 1.236 | 1.173 | 1.11 | 1.04 | 1 | 1 | 1 | 1.999 | 1.91 | 1.825 | 1.732 | 1.639 | 1.555 | 1.471 | 1.379 | 1.293 | 1.201 | 1.113
2 | VDER - Value of Distributed Energy Resources | Hybrid Solar Plus Storage | H | 2 - H | 0.21623 | Annual Degradation Rate |  | 2% | [12 empty] | 2018 | 365 |  | 2039 | 3.229 | 3.517 | 3.805 | 4.093 | 4.381 | 3.92 | 3.459 | 2.998 | 2.537 | 2.076 | 1.615 | 1.489 | 1.457 | 1.424 | 1.391 | 1.359 | 1.326 | 1.293 | 1.26 | 1.227 | 1.194 | 1.161 | 1.097 | 1.088 | 1.079 | 1.069 | 1.059 | 1.051 | 1.042 | 1.032 | 1.023 | 1.013 | 1.004 | 1.579 | 1.507 | 1.439 | 1.363 | 1.287 | 1.22 | 1.152 | 1.077 | 1.007 | 1 | 1 | 2.025 | 1.933 | 1.845 | 1.748 | 1.651 | 1.564 | 1.477 | 1.381 | 1.292 | 1.197 | 1.106
2 | VDER - Value of Distributed Energy Resources | Hybrid Solar Plus Storage | I | 2 - I | 0.21623 | [15 empty] | 2019 | 365 |  | 2040 | 3.165 | 3.465 | 3.765 | 4.065 | 4.365 | 3.885 | 3.405 | 2.925 | 2.445 | 1.965 | 1.485 | 1.51 | 1.476 | 1.442 | 1.408 | 1.374 | 1.34 | 1.306 | 1.272 | 1.237 | 1.203 | 1.169 | 1.1 | 1.09 | 1.081 | 1.071 | 1.06 | 1.052 | 1.043 | 1.033 | 1.023 | 1.014 | 1.004 | 1.558 | 1.488 | 1.419 | 1.346 | 1.272 | 1.205 | 1.137 | 1.064 | 1 | 1 | 1 | 2.024 | 1.933 | 1.845 | 1.749 | 1.652 | 1.566 | 1.479 | 1.383 | 1.295 | 1.2 | 1.109
2 | VDER - Value of Distributed Energy Resources | Hybrid Solar Plus Storage | J | 2 - J | 0.21623 | [15 empty] | 2020 | 366 |  | 2041 | 3.155 | 3.454 | 3.753 | 4.052 | 4.351 | 3.873 | 3.394 | 2.915 | 2.436 | 1.958 | 1.479 | 1.516 | 1.481 | 1.446 | 1.411 | 1.377 | 1.342 | 1.307 | 1.272 | 1.237 | 1.202 | 1.167 | 1.105 | 1.095 | 1.085 | 1.075 | 1.064 | 1.055 | 1.045 | 1.035 | 1.025 | 1.015 | 1.005 | 1.532 | 1.463 | 1.396 | 1.324 | 1.251 | 1.185 | 1.119 | 1.047 | 1 | 1 | 1 | 2.015 | 1.925 | 1.838 | 1.743 | 1.648 | 1.562 | 1.475 | 1.381 | 1.293 | 1.2 | 1.11
2 | VDER - Value of Distributed Energy Resources | Hybrid Solar Plus Storage | K | 2 - K | 0.22963 | [15 empty] | 2021 | 365 |  | 2042 | 3.184 | 3.486 | 3.789 | 4.092 | 4.395 | 3.91 | 3.426 | 2.942 | 2.457 | 1.973 | 1.489 | 1.527 | 1.492 | 1.457 | 1.421 | 1.386 | 1.35 | 1.315 | 1.279 | 1.243 | 1.208 | 1.172 | 1.104 | 1.094 | 1.084 | 1.073 | 1.062 | 1.053 | 1.044 | 1.033 | 1.023 | 1.013 | 1.003 | 1.588 | 1.516 | 1.447 | 1.371 | 1.295 | 1.227 | 1.159 | 1.084 | 1.014 | 1 | 1 | 2.014 | 1.924 | 1.838 | 1.744 | 1.651 | 1.566 | 1.48 | 1.387 | 1.3 | 1.209 | 1.119
3 | NEM - Net Energy Metering | Solar | Central Hudson | 3 - Central Hudson | 0.1921 | [15 empty] | 2022 | 365 |  | 2043 | 3.21 | 3.516 | 3.822 | 4.128 | 4.434 | 3.944 | 3.455 | 2.965 | 2.475 | 1.985 | 1.496 | 1.539 | 1.503 | 1.467 | 1.431 | 1.396 | 1.359 | 1.323 | 1.287 | 1.251 | 1.215 | 1.179 | 1.095 | 1.085 | 1.076 | 1.066 | 1.055 | 1.047 | 1.038 | 1.027 | 1.018 | 1.008 | 1 | 1.549 | 1.477 | 1.408 | 1.333 | 1.257 | 1.189 | 1.121 | 1.046 | 1 | 1 | 1 | 2.036 | 1.943 | 1.854 | 1.757 | 1.66 | 1.572 | 1.484 | 1.387 | 1.297 | 1.202 | 1.11
3 | NEM - Net Energy Metering | Solar | ConEd NYC | 3 - ConEd NYC | 0.194 | [15 empty] | 2023 | 365 |  | 2044 | 3.193 | 3.498 | 3.803 | 4.108 | 4.414 | 3.925 | 3.437 | 2.949 | 2.46 | 1.972 | 1.483 | 1.562 | 1.525 | 1.488 | 1.45 | 1.413 | 1.375 | 1.337 | 1.3 | 1.262 | 1.224 | 1.186 | 1.092 | 1.083 | 1.074 | 1.064 | 1.054 | 1.046 | 1.038 | 1.028 | 1.018 | 1.009 | 1 | 1.549 | 1.476 | 1.407 | 1.329 | 1.252 | 1.183 | 1.115 | 1.038 | 1 | 1 | 1 | 2.055 | 1.959 | 1.868 | 1.766 | 1.664 | 1.574 | 1.484 | 1.384 | 1.291 | 1.192 | 1.096
3 | NEM - Net Energy Metering | Solar | ConEd West | 3 - ConEd West | 0.194 | [15 empty] | 2024 | 366 |  | 2045 | 3.168 | 3.47 | 3.771 | 4.073 | 4.375 | 3.892 | 3.409 | 2.927 | 2.444 | 1.962 | 1.479 | 1.568 | 1.53 | 1.493 | 1.455 | 1.417 | 1.379 | 1.341 | 1.303 | 1.265 | 1.227 | 1.189 | 1.09 | 1.081 | 1.073 | 1.063 | 1.053 | 1.045 | 1.037 | 1.027 | 1.019 | 1.01 | 1.001 | 1.563 | 1.49 | 1.42 | 1.343 | 1.265 | 1.197 | 1.128 | 1.051 | 1 | 1 | 1 | 2.052 | 1.957 | 1.867 | 1.767 | 1.667 | 1.577 | 1.488 | 1.389 | 1.298 | 1.2 | 1.105
3 | NEM - Net Energy Metering | Solar | National Grid | 3 - National Grid | 0.1861 | [15 empty] | 2025 | 365 |  | 2046 | 3.187 | 3.491 | 3.795 | 4.099 | 4.404 | 3.917 | 3.43 | 2.944 | 2.457 | 1.971 | 1.484 | 1.576 | 1.538 | 1.499 | 1.461 | 1.423 | 1.384 | 1.346 | 1.307 | 1.268 | 1.23 | 1.191 | 1.095 | 1.086 | 1.077 | 1.068 | 1.058 | 1.049 | 1.041 | 1.031 | 1.022 | 1.013 | 1.004 | 1.509 | 1.44 | 1.374 | 1.3 | 1.227 | 1.162 | 1.097 | 1.024 | 1 | 1 | 1 | 2.023 | 1.931 | 1.843 | 1.746 | 1.65 | 1.562 | 1.475 | 1.379 | 1.29 | 1.196 | 1.104
3 | NEM - Net Energy Metering | Solar | NYSEG | 3 - NYSEG | 0.1832 | [15 empty] | 2026 | 365 |  | 2047 | 3.164 | 3.465 | 3.765 | 4.066 | 4.367 | 3.886 | 3.404 | 2.923 | 2.442 | 1.96 | 1.479 | 1.593 | 1.554 | 1.514 | 1.475 | 1.435 | 1.396 | 1.356 | 1.316 | 1.276 | 1.236 | 1.196 | 1.085 | 1.076 | 1.069 | 1.059 | 1.05 | 1.042 | 1.035 | 1.026 | 1.017 | 1.009 | 1 | 1.526 | 1.455 | 1.386 | 1.31 | 1.234 | 1.166 | 1.098 | 1.023 | 1 | 1 | 1 | 2.056 | 1.961 | 1.87 | 1.768 | 1.666 | 1.576 | 1.486 | 1.386 | 1.293 | 1.194 | 1.098
3 | NEM - Net Energy Metering | Solar | Orange & Rockland | 3 - Orange & Rockland | 0.1921 | [15 empty] | 2027 | 365 |  | 2048 | 3.153 | 3.452 | 3.752 | 4.051 | 4.35 | 3.871 | 3.392 | 2.914 | 2.435 | 1.956 | 1.477 | 1.581 | 1.543 | 1.504 | 1.466 | 1.427 | 1.388 | 1.349 | 1.31 | 1.271 | 1.232 | 1.193 | 1.084 | 1.075 | 1.068 | 1.058 | 1.048 | 1.041 | 1.033 | 1.024 | 1.015 | 1.006 | 1 | 1.523 | 1.453 | 1.385 | 1.31 | 1.235 | 1.169 | 1.102 | 1.028 | 1 | 1 | 1 | 2.037 | 1.945 | 1.856 | 1.76 | 1.663 | 1.575 | 1.487 | 1.392 | 1.302 | 1.207 | 1.115
3 | NEM - Net Energy Metering | Solar | PSEG Long Island | 3 - PSEG Long Island | 0.2061 | [15 empty] | 2028 | 366 |  | 2049 | 3.158 | 3.458 | 3.758 | 4.059 | 4.359 | 3.878 | 3.398 | 2.917 | 2.437 | 1.956 | 1.476 | 1.592 | 1.553 | 1.514 | 1.476 | 1.437 | 1.398 | 1.359 | 1.319 | 1.28 | 1.241 | 1.202 | 1.076 | 1.069 | 1.061 | 1.053 | 1.045 | 1.038 | 1.031 | 1.023 | 1.015 | 1.007 | 1 | 1.523 | 1.452 | 1.384 | 1.31 | 1.236 | 1.169 | 1.101 | 1.028 | 1 | 1 | 1 | 2.039 | 1.946 | 1.856 | 1.758 | 1.66 | 1.571 | 1.482 | 1.385 | 1.294 | 1.198 | 1.105
3 | NEM - Net Energy Metering | Solar | RGE | 3 - RGE | 0.1737 | [15 empty] | 2029 | 365 |  | 2050 | 3.209 | 3.516 | 3.823 | 4.13 | 4.438 | 3.946 | 3.454 | 2.963 | 2.471 | 1.98 | 1.488 | 1.589 | 1.55 | 1.512 | 1.473 | 1.435 | 1.396 | 1.357 | 1.318 | 1.279 | 1.24 | 1.201 | 1.084 | 1.076 | 1.068 | 1.059 | 1.05 | 1.043 | 1.035 | 1.026 | 1.018 | 1.009 | 1.001 | 1.562 | 1.489 | 1.419 | 1.343 | 1.267 | 1.198 | 1.128 | 1.053 | 1 | 1 | 1 | 2.028 | 1.937 | 1.847 | 1.752 | 1.657 | 1.568 | 1.479 | 1.385 | 1.295 | 1.201 | 1.109
4 | Tier 1 | Solar | A | 4 - A | 0.2334 | [15 empty] | 2030 | 365
4 | Tier 1 | Solar | B | 4 - B | 0.23988 | [15 empty] | 2031 | 365
4 | Tier 1 | Solar | C | 4 - C | 0.22456 | [15 empty] | 2032 | 366
4 | Tier 1 | Solar | D | 4 - D | 0.22099 | [15 empty] | 2033 | 365
4 | Tier 1 | Solar | E | 4 - E | 0.22099 | [15 empty] | 2034 | 365
4 | Tier 1 | Solar | F | 4 - F | 0.22347 | [15 empty] | 2035 | 365
4 | Tier 1 | Solar | G | 4 - G | 0.20999 | [15 empty] | 2036 | 366
4 | Tier 1 | Solar | H | 4 - H | 0.20999 | [15 empty] | 2037 | 365
4 | Tier 1 | Solar | I | 4 - I | 0.20999 | [15 empty] | 2038 | 365
4 | Tier 1 | Solar | J | 4 - J | 0.20999 | [15 empty] | 2039 | 365
4 | Tier 1 | Solar | K | 4 - K | 0.20999 | [15 empty] | 2040 | 366
5 | Tier 1 | Hybrid Solar Plus Storage | A | 5 - A | 0.2334 | [15 empty] | 2041 | 365
5 | Tier 1 | Hybrid Solar Plus Storage | B | 5 - B | 0.23988 | [15 empty] | 2042 | 365
5 | Tier 1 | Hybrid Solar Plus Storage | C | 5 - C | 0.22456 | [15 empty] | 2043 | 365
5 | Tier 1 | Hybrid Solar Plus Storage | D | 5 - D | 0.22099 | [15 empty] | 2044 | 366
5 | Tier 1 | Hybrid Solar Plus Storage | E | 5 - E | 0.22099 | [15 empty] | 2045 | 365
5 | Tier 1 | Hybrid Solar Plus Storage | F | 5 - F | 0.22347 | [15 empty] | 2046 | 365
5 | Tier 1 | Hybrid Solar Plus Storage | G | 5 - G | 0.20999 | [15 empty] | 2047 | 365
5 | Tier 1 | Hybrid Solar Plus Storage | H | 5 - H | 0.20999 | [15 empty] | 2048 | 366
5 | Tier 1 | Hybrid Solar Plus Storage | I | 5 - I | 0.20999 | [15 empty] | 2049 | 365
5 | Tier 1 | Hybrid Solar Plus Storage | J | 5 - J | 0.20999 | [15 empty] | 2050 | 365
5 | Tier 1 | Hybrid Solar Plus Storage | K | 5 - K | 0.20999
6 | Tier 1 | Land-Based Wind | A | 6 - A | 0.3845
6 | Tier 1 | Land-Based Wind | B | 6 - B | 0.41682
6 | Tier 1 | Land-Based Wind | C | 6 - C | 0.41682
6 | Tier 1 | Land-Based Wind | D | 6 - D | 0.33561
6 | Tier 1 | Land-Based Wind | E | 6 - E | 0.34721
6 | Tier 1 | Land-Based Wind | F | 6 - F | 0.34721
6 | Tier 1 | Land-Based Wind | G | 6 - G | 0.34721
6 | Tier 1 | Land-Based Wind | H | 6 - H | 0.33561
6 | Tier 1 | Land-Based Wind | I | 6 - I | 0.33561
6 | Tier 1 | Land-Based Wind | J | 6 - J | 0.26434
6 | Tier 1 | Land-Based Wind | K | 6 - K | 0.3845

## Wind Capacity Factor
Summary Chart - for Informational Purposes Only
Year | Class 1 | Class 2 | Class 3 | Class 4 | Class 5 | Class 6 | Class 7 | Class 8 | Class 9 | Class 10
Pre-2015 | Class 6: 22.88%; Class 7: 21.96%; Class 8: 22.89%; Class 9: 20.16%
2015 | 49% | 49.14% | 46.29% | 46.66% | 43.95% | 37.91% | 32.02% | 26.08% | 19.82% | 12.28% | NYISO Zone | NREL Wind Class
2016 | 51.16% | 49.14% | 47.96% | 46.66% | 45.03% | 40.31% | 33.39% | 26.08% | 19.82% | 12.28% | A | Class 7
2017 | 47.35% | 46.2% | 44.97% | 43.52% | 40.73% | 36.37% | 30.82% | 24.57% | 18.25% | 11.1% | B | Class 6
2018 | 47.66% | 46.51% | 45.33% | 43.9% | 41.17% | 36.89% | 31.36% | 25.05% | 18.74% | 11.46% | C | Class 6
2019 | 47.6% | 45.34% | 44.13% | 42.66% | 39.78% | 35.21% | 29.17% | 22.8% | 16.57% | 10.07% | D | Class 9
2020 | 52% | 47% | 45% | 44% | 42% | 39% | 35% | 31% | 27% | 17% | E | Class 8
2021 | 51% | 46% | 45% | 43% | 42% | 39% | 36% | 31% | 27% | 17% | F | Class 8
2022 | 49% | 47% | 45% | 44% | 43% | 41% | 37% | 33% | 28% | 18% | G | Class 8
2023 | 51% | 47% | 46% | 45% | 44% | 41% | 38% | 34% | 33% | 26% | H | Class 9
2024 | 50.96% | 47.81% | 46.74% | 45.49% | 44% | 41.68% | 38.45% | 34.72% | 33.56% | 26.43% | I | Class 9
2025 | 51.35% | 48.17% | 47.09% | 45.84% | 44.33% | 41.99% | 38.74% | 34.98% | 33.81% | 26.63% | J | Class 10
2026 | 51.73% | 48.53% | 47.44% | 46.18% | 44.66% | 42.31% | 39.03% | 35.24% | 34.06% | 26.83% | K | Class 7
2027 | 52.11% | 48.89% | 47.79% | 46.52% | 44.99% | 42.62% | 39.32% | 35.5% | 34.32% | 27.03%
2028 | 52.49% | 49.25% | 48.14% | 46.86% | 45.32% | 42.93% | 39.6% | 35.76% | 34.57% | 27.23%
2029 | 52.88% | 49.61% | 48.49% | 47.2% | 45.65% | 43.25% | 39.89% | 36.02% | 34.82% | 27.43%
2030 | 53.26% | 49.97% | 48.84% | 47.54% | 45.98% | 43.56% | 40.18% | 36.29% | 35.07% | 27.63%
2031 | 53.3% | 50.01% | 48.88% | 47.58% | 46.02% | 43.6% | 40.21% | 36.31% | 35.1% | 27.65%
2032 | 53.35% | 50.05% | 48.92% | 47.62% | 46.06% | 43.63% | 40.25% | 36.34% | 35.13% | 27.67%
2033 | 53.39% | 50.09% | 48.96% | 47.66% | 46.1% | 43.67% | 40.28% | 36.37% | 35.16% | 27.69%
2034 | 53.43% | 50.13% | 49% | 47.7% | 46.13% | 43.7% | 40.31% | 36.4% | 35.19% | 27.71%
2035 | 53.47% | 50.17% | 49.04% | 47.74% | 46.17% | 43.74% | 40.34% | 36.43% | 35.21% | 27.74%
2036 | 53.52% | 50.21% | 49.08% | 47.77% | 46.21% | 43.77% | 40.38% | 36.46% | 35.24% | 27.76%
2037 | 53.56% | 50.25% | 49.12% | 47.81% | 46.24% | 43.81% | 40.41% | 36.49% | 35.27% | 27.78%
2038 | 53.6% | 50.29% | 49.16% | 47.85% | 46.28% | 43.84% | 40.44% | 36.52% | 35.3% | 27.8%
2039 | 53.65% | 50.33% | 49.2% | 47.89% | 46.32% | 43.88% | 40.47% | 36.55% | 35.33% | 27.83%
2040 | 53.69% | 50.37% | 49.24% | 47.93% | 46.36% | 43.91% | 40.51% | 36.58% | 35.36% | 27.85%
2041 | 53.73% | 50.41% | 49.28% | 47.97% | 46.39% | 43.95% | 40.54% | 36.61% | 35.38% | 27.87%
2042 | 53.78% | 50.45% | 49.32% | 48% | 46.43% | 43.98% | 40.57% | 36.64% | 35.41% | 27.89%
2043 | 53.82% | 50.49% | 49.36% | 48.04% | 46.47% | 44.02% | 40.6% | 36.67% | 35.44% | 27.92%
2044 | 53.86% | 50.53% | 49.4% | 48.08% | 46.5% | 44.05% | 40.64% | 36.7% | 35.47% | 27.94%
2045 | 53.9% | 50.57% | 49.43% | 48.12% | 46.54% | 44.09% | 40.67% | 36.73% | 35.5% | 27.96%
2046 | 53.95% | 50.61% | 49.47% | 48.16% | 46.58% | 44.12% | 40.7% | 36.75% | 35.53% | 27.98%
2047 | 53.99% | 50.65% | 49.51% | 48.2% | 46.62% | 44.16% | 40.73% | 36.78% | 35.55% | 28.01%
2048 | 54.03% | 50.7% | 49.55% | 48.24% | 46.65% | 44.19% | 40.77% | 36.81% | 35.58% | 28.03%
2049 | 54.08% | 50.74% | 49.59% | 48.27% | 46.69% | 44.23% | 40.8% | 36.84% | 35.61% | 28.05%
2050 | 54.12% | 50.78% | 49.63% | 48.31% | 46.73% | 44.26% | 40.83% | 36.87% | 35.64% | 28.07%

## 2026_Forecasts
Revenue | ValFactor | Type-Zone | Type | Zone | 2023 | 2024 | 2025 | 2026 | 2027 | 2028 | 2029 | 2030 | 2031 | 2032 | 2033 | 2034 | 2035 | 2036 | 2037 | 2038 | 2039 | 2040 | 2041 | 2042 | 2043 | 2044 | 2045 | 2046 | 2047 | 2048 | 2049 | 2050
VDER | Hourly | Solar-A | Solar | A | 55.948 | 45.1022 | 44.4038 | 45.4645 | 43.5691 | 41.5468 | 39.6208 | 36.51 | 37.6783 | 38.3375 | 37.9479 | 37.4963 | 36.3839 | 36.0519 | 35.5151 | 35.7374 | 34.9279 | 34.2357 | 34.5897 | 34.2532 | 33.5989 | 32.7209 | 32.9251 | 33.5918 | 33.3243 | 33.7879 | 33.9231 | 35.1611
VDER | Hourly | Solar-B | Solar | B | 54.708 | 44.3909 | 44.3554 | 44.7925 | 42.9391 | 41.0876 | 39.6438 | 36.4455 | 37.5492 | 38.2004 | 37.3464 | 36.9161 | 35.7957 | 35.3832 | 34.7851 | 34.942 | 34.0511 | 33.2966 | 33.6821 | 33.452 | 33.4095 | 32.591 | 32.8533 | 33.4494 | 33.1207 | 33.2863 | 33.397 | 34.665
VDER | Hourly | Solar-C | Solar | C | 46.9272 | 37.7665 | 45.8163 | 47.2507 | 44.9036 | 42.5823 | 40.0642 | 36.8771 | 37.9061 | 38.4841 | 38.1875 | 37.8311 | 36.655 | 36.3458 | 35.7034 | 36.2423 | 35.4324 | 34.9057 | 35.3059 | 35.1124 | 34.4867 | 33.6291 | 33.8258 | 34.4767 | 34.0417 | 34.1454 | 34.1719 | 35.317
VDER | Hourly | Solar-D | Solar | D | 46.1383 | 37.2006 | 44.8135 | 45.4253 | 43.3772 | 41.5304 | 39.1537 | 36.3438 | 37.3384 | 37.8891 | 37.0906 | 36.6226 | 35.4021 | 35.0753 | 34.4459 | 34.9536 | 34.1018 | 33.5633 | 33.9825 | 33.73 | 33.3647 | 32.5419 | 32.7373 | 33.213 | 32.6539 | 32.9523 | 32.9193 | 33.9871
VDER | Hourly | Solar-E | Solar | E | 46.9272 | 37.7665 | 46.2129 | 48.0076 | 45.7264 | 43.2623 | 41.1086 | 38.0147 | 39.0229 | 39.501 | 38.8731 | 38.4377 | 37.2436 | 36.8366 | 36.1603 | 36.6374 | 35.749 | 35.1772 | 35.7143 | 35.5794 | 34.8933 | 34.1055 | 34.3839 | 35.0108 | 34.5093 | 34.6274 | 34.6846 | 35.8181
VDER | Hourly | Solar-F | Solar | F | 56.1893 | 43.6068 | 48.9882 | 52.1148 | 48.4733 | 46.2234 | 44.3566 | 41.8965 | 42.6023 | 43.1535 | 42.3226 | 41.675 | 40.6088 | 40.2916 | 39.7764 | 40.0889 | 39.1513 | 38.6749 | 39.0987 | 38.894 | 38.6672 | 38.2452 | 38.5853 | 39.0757 | 38.9166 | 38.7815 | 39.0632 | 40.498
VDER | Hourly | Solar-G | Solar | G | 64.4239 | 47.3319 | 51.8948 | 52.6211 | 49.6058 | 46.874 | 44.515 | 42.0884 | 42.823 | 43.3817 | 42.3044 | 41.6508 | 40.4077 | 40.0298 | 39.4502 | 39.7318 | 38.6315 | 38.0928 | 38.601 | 38.7059 | 39.0673 | 38.3794 | 38.9583 | 39.5339 | 39.4149 | 39.6549 | 40.043 | 41.4783
VDER | Hourly | Solar-H | Solar | H | 63.9731 | 47.1275 | 52.5335 | 52.889 | 49.8436 | 47.1298 | 44.0561 | 41.2842 | 42.1148 | 42.759 | 42.2721 | 41.7333 | 40.6042 | 40.2163 | 39.62 | 39.8725 | 38.7761 | 38.2477 | 38.7007 | 38.776 | 39.2385 | 38.5054 | 39.07 | 39.6603 | 39.55 | 39.7588 | 40.209 | 41.6747
VDER | Hourly | Solar-I | Solar | I | 63.9946 | 48.0273 | 52.1037 | 52.9652 | 49.9497 | 47.1892 | 44.1721 | 41.3761 | 42.2269 | 42.8912 | 42.339 | 41.8375 | 40.7048 | 40.3103 | 39.707 | 40.024 | 38.9036 | 38.3574 | 38.8427 | 38.9285 | 39.2599 | 38.5088 | 39.0905 | 39.7154 | 39.6299 | 40.0145 | 40.4459 | 41.8949
VDER | Hourly | Solar-J | Solar | J | 63.9946 | 48.0273 | 52.9849 | 54.6736 | 51.4418 | 49.1032 | 46.5891 | 44.3892 | 45.4743 | 45.6834 | 44.9132 | 44.0365 | 42.874 | 42.3522 | 41.6864 | 42.1284 | 41.0218 | 40.3674 | 40.8989 | 41.1272 | 41.6773 | 41.0681 | 41.6319 | 42.5312 | 42.4411 | 43.1673 | 43.5533 | 45.1849
VDER | Hourly | Solar-K | Solar | K | 65.9155 | 49.4265 | 56.3585 | 57.7575 | 54.9258 | 51.8935 | 49.1751 | 46.5481 | 47.5285 | 47.9815 | 46.5931 | 45.5735 | 44.1145 | 43.6041 | 42.9443 | 42.9206 | 41.8424 | 41.1524 | 41.6409 | 41.7049 | 42.1099 | 41.4519 | 42.2057 | 42.7682 | 42.7102 | 43.0337 | 43.2429 | 44.395
VDER | Hourly | Hybrid Solar Plus Storage-A | Hybrid Solar Plus Storage | A | 55.948 | 45.1022 | 44.4038 | 45.4645 | 43.5691 | 41.5468 | 39.6208 | 36.51 | 37.6783 | 38.3375 | 37.9479 | 37.4963 | 36.3839 | 36.0519 | 35.5151 | 35.7374 | 34.9279 | 34.2357 | 34.5897 | 34.2532 | 33.5989 | 32.7209 | 32.9251 | 33.5918 | 33.3243 | 33.7879 | 33.9231 | 35.1611
VDER | Hourly | Hybrid Solar Plus Storage-B | Hybrid Solar Plus Storage | B | 54.708 | 44.3909 | 44.3554 | 44.7925 | 42.9391 | 41.0876 | 39.6438 | 36.4455 | 37.5492 | 38.2004 | 37.3464 | 36.9161 | 35.7957 | 35.3832 | 34.7851 | 34.942 | 34.0511 | 33.2966 | 33.6821 | 33.452 | 33.4095 | 32.591 | 32.8533 | 33.4494 | 33.1207 | 33.2863 | 33.397 | 34.665
VDER | Hourly | Hybrid Solar Plus Storage-C | Hybrid Solar Plus Storage | C | 46.9272 | 37.7665 | 45.8163 | 47.2507 | 44.9036 | 42.5823 | 40.0642 | 36.8771 | 37.9061 | 38.4841 | 38.1875 | 37.8311 | 36.655 | 36.3458 | 35.7034 | 36.2423 | 35.4324 | 34.9057 | 35.3059 | 35.1124 | 34.4867 | 33.6291 | 33.8258 | 34.4767 | 34.0417 | 34.1454 | 34.1719 | 35.317
VDER | Hourly | Hybrid Solar Plus Storage-D | Hybrid Solar Plus Storage | D | 46.1383 | 37.2006 | 44.8135 | 45.4253 | 43.3772 | 41.5304 | 39.1537 | 36.3438 | 37.3384 | 37.8891 | 37.0906 | 36.6226 | 35.4021 | 35.0753 | 34.4459 | 34.9536 | 34.1018 | 33.5633 | 33.9825 | 33.73 | 33.3647 | 32.5419 | 32.7373 | 33.213 | 32.6539 | 32.9523 | 32.9193 | 33.9871
VDER | Hourly | Hybrid Solar Plus Storage-E | Hybrid Solar Plus Storage | E | 46.9272 | 37.7665 | 46.2129 | 48.0076 | 45.7264 | 43.2623 | 41.1086 | 38.0147 | 39.0229 | 39.501 | 38.8731 | 38.4377 | 37.2436 | 36.8366 | 36.1603 | 36.6374 | 35.749 | 35.1772 | 35.7143 | 35.5794 | 34.8933 | 34.1055 | 34.3839 | 35.0108 | 34.5093 | 34.6274 | 34.6846 | 35.8181
VDER | Hourly | Hybrid Solar Plus Storage-F | Hybrid Solar Plus Storage | F | 56.1893 | 43.6068 | 48.9882 | 52.1148 | 48.4733 | 46.2234 | 44.3566 | 41.8965 | 42.6023 | 43.1535 | 42.3226 | 41.675 | 40.6088 | 40.2916 | 39.7764 | 40.0889 | 39.1513 | 38.6749 | 39.0987 | 38.894 | 38.6672 | 38.2452 | 38.5853 | 39.0757 | 38.9166 | 38.7815 | 39.0632 | 40.498
VDER | Hourly | Hybrid Solar Plus Storage-G | Hybrid Solar Plus Storage | G | 64.4239 | 47.3319 | 51.8948 | 52.6211 | 49.6058 | 46.874 | 44.515 | 42.0884 | 42.823 | 43.3817 | 42.3044 | 41.6508 | 40.4077 | 40.0298 | 39.4502 | 39.7318 | 38.6315 | 38.0928 | 38.601 | 38.7059 | 39.0673 | 38.3794 | 38.9583 | 39.5339 | 39.4149 | 39.6549 | 40.043 | 41.4783
VDER | Hourly | Hybrid Solar Plus Storage-H | Hybrid Solar Plus Storage | H | 63.9731 | 47.1275 | 52.5335 | 52.889 | 49.8436 | 47.1298 | 44.0561 | 41.2842 | 42.1148 | 42.759 | 42.2721 | 41.7333 | 40.6042 | 40.2163 | 39.62 | 39.8725 | 38.7761 | 38.2477 | 38.7007 | 38.776 | 39.2385 | 38.5054 | 39.07 | 39.6603 | 39.55 | 39.7588 | 40.209 | 41.6747
VDER | Hourly | Hybrid Solar Plus Storage-I | Hybrid Solar Plus Storage | I | 63.9946 | 48.0273 | 52.1037 | 52.9652 | 49.9497 | 47.1892 | 44.1721 | 41.3761 | 42.2269 | 42.8912 | 42.339 | 41.8375 | 40.7048 | 40.3103 | 39.707 | 40.024 | 38.9036 | 38.3574 | 38.8427 | 38.9285 | 39.2599 | 38.5088 | 39.0905 | 39.7154 | 39.6299 | 40.0145 | 40.4459 | 41.8949
VDER | Hourly | Hybrid Solar Plus Storage-J | Hybrid Solar Plus Storage | J | 63.9946 | 48.0273 | 52.9849 | 54.6736 | 51.4418 | 49.1032 | 46.5891 | 44.3892 | 45.4743 | 45.6834 | 44.9132 | 44.0365 | 42.874 | 42.3522 | 41.6864 | 42.1284 | 41.0218 | 40.3674 | 40.8989 | 41.1272 | 41.6773 | 41.0681 | 41.6319 | 42.5312 | 42.4411 | 43.1673 | 43.5533 | 45.1849
VDER | Hourly | Hybrid Solar Plus Storage-K | Hybrid Solar Plus Storage | K | 65.9155 | 49.4265 | 56.3585 | 57.7575 | 54.9258 | 51.8935 | 49.1751 | 46.5481 | 47.5285 | 47.9815 | 46.5931 | 45.5735 | 44.1145 | 43.6041 | 42.9443 | 42.9206 | 41.8424 | 41.1524 | 41.6409 | 41.7049 | 42.1099 | 41.4519 | 42.2057 | 42.7682 | 42.7102 | 43.0337 | 43.2429 | 44.395
Tier 1 | Hourly | Solar-A | Solar | A | 55.5759 | 44.7271 | 44.1211 | 45.0512 | 43.1364 | 41.1053 | 39.194 | 36.0396 | 37.1436 | 37.7798 | 37.3626 | 36.8567 | 35.7441 | 35.4024 | 34.8426 | 34.9996 | 34.1742 | 33.4769 | 33.7844 | 33.4454 | 32.7793 | 31.9059 | 32.074 | 32.7209 | 32.4073 | 32.8811 | 32.9815 | 34.2
Tier 1 | Hourly | Solar-B | Solar | B | 55.2345 | 44.502 | 44.4572 | 44.8043 | 42.9583 | 41.0797 | 39.6371 | 36.4402 | 37.5279 | 38.1648 | 37.2971 | 36.8166 | 35.7062 | 35.2808 | 34.6403 | 34.7904 | 33.8941 | 33.1681 | 33.5718 | 33.3459 | 33.3441 | 32.5245 | 32.7986 | 33.4517 | 33.0965 | 33.2857 | 33.3786 | 34.6794
Tier 1 | Hourly | Solar-C | Solar | C | 46.1063 | 37.2837 | 45.2676 | 46.4454 | 44.1085 | 41.7865 | 39.2616 | 35.9522 | 36.8645 | 37.4115 | 37.059 | 36.6662 | 35.4694 | 35.1315 | 34.4799 | 34.9357 | 34.0677 | 33.5036 | 33.8519 | 33.629 | 32.9486 | 32.0969 | 32.2189 | 32.8332 | 32.3151 | 32.4225 | 32.4162 | 33.47
Tier 1 | Hourly | Solar-D | Solar | D | 45.744 | 36.9576 | 44.4806 | 44.8609 | 42.7815 | 40.891 | 38.4931 | 35.5446 | 36.4358 | 36.9669 | 36.0051 | 35.5227 | 34.2546 | 33.9291 | 33.2637 | 33.7135 | 32.8199 | 32.2527 | 32.5875 | 32.3134 | 31.8979 | 31.0774 | 31.1589 | 31.616 | 30.9735 | 31.271 | 31.1952 | 32.1749
Tier 1 | Hourly | Solar-E | Solar | E | 45.744 | 36.9576 | 45.0648 | 46.4856 | 44.2688 | 41.855 | 39.7842 | 36.5579 | 37.3862 | 37.8701 | 37.1791 | 36.7173 | 35.4455 | 35.0444 | 34.3245 | 34.7135 | 33.7488 | 33.1245 | 33.5719 | 33.4203 | 32.601 | 31.8335 | 31.9958 | 32.5432 | 31.9387 | 32.0604 | 32.0427 | 33.0524
Tier 1 | Hourly | Solar-F | Solar | F | 54.9967 | 43.0173 | 47.8954 | 50.8603 | 47.2415 | 45.0431 | 43.1879 | 40.687 | 41.2488 | 41.8053 | 40.8516 | 40.186 | 39.0291 | 38.7029 | 38.1118 | 38.3582 | 37.3446 | 36.844 | 37.1588 | 36.8831 | 36.6258 | 36.1725 | 36.3604 | 36.8117 | 36.5527 | 36.4588 | 36.6436 | 37.9915
Tier 1 | Hourly | Solar-G | Solar | G | 63.496 | 46.967 | 51.3483 | 51.982 | 48.9584 | 46.2269 | 43.8544 | 41.3616 | 42.002 | 42.5912 | 41.3766 | 40.6812 | 39.3743 | 38.9725 | 38.3575 | 38.6052 | 37.4613 | 36.875 | 37.3544 | 37.4037 | 37.7055 | 37.0272 | 37.5105 | 38.0143 | 37.869 | 38.1081 | 38.4275 | 39.7728
Tier 1 | Hourly | Solar-H | Solar | H | 63.496 | 46.967 | 52.0105 | 52.2555 | 49.2079 | 46.4895 | 43.3404 | 40.4994 | 41.2328 | 41.9094 | 41.3371 | 40.7601 | 39.5753 | 39.1621 | 38.5328 | 38.7376 | 37.606 | 37.0283 | 37.4443 | 37.4613 | 37.8826 | 37.16 | 37.6273 | 38.1523 | 38.0111 | 38.2078 | 38.6008 | 39.9803
Tier 1 | Hourly | Solar-I | Solar | I | 63.5162 | 47.9054 | 51.5047 | 52.3331 | 49.3095 | 46.551 | 43.4653 | 40.597 | 41.3457 | 42.0411 | 41.4256 | 40.8752 | 39.6852 | 39.2761 | 38.652 | 38.9018 | 37.7462 | 37.1515 | 37.5968 | 37.6232 | 37.9107 | 37.171 | 37.6468 | 38.1998 | 38.0876 | 38.4989 | 38.8591 | 40.2181
Tier 1 | Hourly | Solar-J | Solar | J | 63.5162 | 47.9054 | 52.4836 | 54.1188 | 50.8897 | 48.5799 | 46.0028 | 43.7507 | 44.7572 | 44.9209 | 44.059 | 43.1618 | 41.9468 | 41.3841 | 40.6533 | 41.0449 | 39.8628 | 39.143 | 39.6635 | 39.8263 | 40.3879 | 39.7564 | 40.2317 | 41.0662 | 40.916 | 41.6515 | 41.9894 | 43.5289
Tier 1 | Hourly | Solar-K | Solar | K | 65.638 | 49.2773 | 56.0354 | 57.4491 | 54.607 | 51.5835 | 48.8309 | 46.1498 | 47.0503 | 47.4951 | 46.0211 | 44.9622 | 43.4588 | 42.925 | 42.2497 | 42.1799 | 41.0699 | 40.3305 | 40.8055 | 40.8481 | 41.2211 | 40.5482 | 41.2436 | 41.7603 | 41.6879 | 42.0414 | 42.2283 | 43.346
Tier 1 | Hourly | Hybrid Solar Plus Storage-A | Hybrid Solar Plus Storage | A | 55.5759 | 44.7271 | 44.1211 | 45.0512 | 43.1364 | 41.1053 | 39.194 | 36.0396 | 37.1436 | 37.7798 | 37.3626 | 36.8567 | 35.7441 | 35.4024 | 34.8426 | 34.9996 | 34.1742 | 33.4769 | 33.7844 | 33.4454 | 32.7793 | 31.9059 | 32.074 | 32.7209 | 32.4073 | 32.8811 | 32.9815 | 34.2
Tier 1 | Hourly | Hybrid Solar Plus Storage-B | Hybrid Solar Plus Storage | B | 55.2345 | 44.502 | 44.4572 | 44.8043 | 42.9583 | 41.0797 | 39.6371 | 36.4402 | 37.5279 | 38.1648 | 37.2971 | 36.8166 | 35.7062 | 35.2808 | 34.6403 | 34.7904 | 33.8941 | 33.1681 | 33.5718 | 33.3459 | 33.3441 | 32.5245 | 32.7986 | 33.4517 | 33.0965 | 33.2857 | 33.3786 | 34.6794
Tier 1 | Hourly | Hybrid Solar Plus Storage-C | Hybrid Solar Plus Storage | C | 46.1063 | 37.2837 | 45.2676 | 46.4454 | 44.1085 | 41.7865 | 39.2616 | 35.9522 | 36.8645 | 37.4115 | 37.059 | 36.6662 | 35.4694 | 35.1315 | 34.4799 | 34.9357 | 34.0677 | 33.5036 | 33.8519 | 33.629 | 32.9486 | 32.0969 | 32.2189 | 32.8332 | 32.3151 | 32.4225 | 32.4162 | 33.47
Tier 1 | Hourly | Hybrid Solar Plus Storage-D | Hybrid Solar Plus Storage | D | 45.744 | 36.9576 | 44.4806 | 44.8609 | 42.7815 | 40.891 | 38.4931 | 35.5446 | 36.4358 | 36.9669 | 36.0051 | 35.5227 | 34.2546 | 33.9291 | 33.2637 | 33.7135 | 32.8199 | 32.2527 | 32.5875 | 32.3134 | 31.8979 | 31.0774 | 31.1589 | 31.616 | 30.9735 | 31.271 | 31.1952 | 32.1749
Tier 1 | Hourly | Hybrid Solar Plus Storage-E | Hybrid Solar Plus Storage | E | 45.744 | 36.9576 | 45.0648 | 46.4856 | 44.2688 | 41.855 | 39.7842 | 36.5579 | 37.3862 | 37.8701 | 37.1791 | 36.7173 | 35.4455 | 35.0444 | 34.3245 | 34.7135 | 33.7488 | 33.1245 | 33.5719 | 33.4203 | 32.601 | 31.8335 | 31.9958 | 32.5432 | 31.9387 | 32.0604 | 32.0427 | 33.0524
Tier 1 | Hourly | Hybrid Solar Plus Storage-F | Hybrid Solar Plus Storage | F | 54.9967 | 43.0173 | 47.8954 | 50.8603 | 47.2415 | 45.0431 | 43.1879 | 40.687 | 41.2488 | 41.8053 | 40.8516 | 40.186 | 39.0291 | 38.7029 | 38.1118 | 38.3582 | 37.3446 | 36.844 | 37.1588 | 36.8831 | 36.6258 | 36.1725 | 36.3604 | 36.8117 | 36.5527 | 36.4588 | 36.6436 | 37.9915
Tier 1 | Hourly | Hybrid Solar Plus Storage-G | Hybrid Solar Plus Storage | G | 63.496 | 46.967 | 51.3483 | 51.982 | 48.9584 | 46.2269 | 43.8544 | 41.3616 | 42.002 | 42.5912 | 41.3766 | 40.6812 | 39.3743 | 38.9725 | 38.3575 | 38.6052 | 37.4613 | 36.875 | 37.3544 | 37.4037 | 37.7055 | 37.0272 | 37.5105 | 38.0143 | 37.869 | 38.1081 | 38.4275 | 39.7728
Tier 1 | Hourly | Hybrid Solar Plus Storage-H | Hybrid Solar Plus Storage | H | 63.496 | 46.967 | 52.0105 | 52.2555 | 49.2079 | 46.4895 | 43.3404 | 40.4994 | 41.2328 | 41.9094 | 41.3371 | 40.7601 | 39.5753 | 39.1621 | 38.5328 | 38.7376 | 37.606 | 37.0283 | 37.4443 | 37.4613 | 37.8826 | 37.16 | 37.6273 | 38.1523 | 38.0111 | 38.2078 | 38.6008 | 39.9803
Tier 1 | Hourly | Hybrid Solar Plus Storage-I | Hybrid Solar Plus Storage | I | 63.5162 | 47.9054 | 51.5047 | 52.3331 | 49.3095 | 46.551 | 43.4653 | 40.597 | 41.3457 | 42.0411 | 41.4256 | 40.8752 | 39.6852 | 39.2761 | 38.652 | 38.9018 | 37.7462 | 37.1515 | 37.5968 | 37.6232 | 37.9107 | 37.171 | 37.6468 | 38.1998 | 38.0876 | 38.4989 | 38.8591 | 40.2181
Tier 1 | Hourly | Hybrid Solar Plus Storage-J | Hybrid Solar Plus Storage | J | 63.5162 | 47.9054 | 52.4836 | 54.1188 | 50.8897 | 48.5799 | 46.0028 | 43.7507 | 44.7572 | 44.9209 | 44.059 | 43.1618 | 41.9468 | 41.3841 | 40.6533 | 41.0449 | 39.8628 | 39.143 | 39.6635 | 39.8263 | 40.3879 | 39.7564 | 40.2317 | 41.0662 | 40.916 | 41.6515 | 41.9894 | 43.5289
Tier 1 | Hourly | Hybrid Solar Plus Storage-K | Hybrid Solar Plus Storage | K | 65.638 | 49.2773 | 56.0354 | 57.4491 | 54.607 | 51.5835 | 48.8309 | 46.1498 | 47.0503 | 47.4951 | 46.0211 | 44.9622 | 43.4588 | 42.925 | 42.2497 | 42.1799 | 41.0699 | 40.3305 | 40.8055 | 40.8481 | 41.2211 | 40.5482 | 41.2436 | 41.7603 | 41.6879 | 42.0414 | 42.2283 | 43.346
Tier 1 | Hourly | Land-Based Wind-A | Land-Based Wind | A | 56.5664 | 43.1983 | 45.7042 | 47.5717 | 46.8015 | 45.5412 | 45.3969 | 44.2829 | 46.4449 | 47.3189 | 47.8845 | 47.5221 | 47.2431 | 47.0887 | 47.075 | 47.2676 | 46.9225 | 46.7067 | 47.3679 | 47.3685 | 47.5538 | 46.751 | 47.6285 | 48.7455 | 49.4454 | 49.204 | 50.0005 | 52.1101
Tier 1 | Hourly | Land-Based Wind-B | Land-Based Wind | B | 56.3232 | 42.9751 | 46.3816 | 48.1932 | 47.4741 | 46.2281 | 45.8943 | 44.9109 | 47.0836 | 48.0051 | 48.4453 | 48.1767 | 47.8934 | 47.7347 | 47.5139 | 47.7384 | 47.353 | 47.1883 | 47.7267 | 47.9866 | 48.2727 | 47.6285 | 48.5683 | 49.6661 | 50.4519 | 50.3794 | 51.1276 | 53.4313
Tier 1 | Hourly | Land-Based Wind-C | Land-Based Wind | C | 50.8402 | 39.2996 | 48.0901 | 51.4416 | 49.8613 | 48.136 | 46.9313 | 45.6351 | 47.5451 | 48.5387 | 48.8048 | 48.69 | 48.3787 | 48.2568 | 47.9222 | 48.0668 | 47.5974 | 47.512 | 48.1501 | 48.5702 | 48.8776 | 48.3075 | 49.1684 | 50.2478 | 50.7787 | 50.7653 | 51.3422 | 53.7088
Tier 1 | Hourly | Land-Based Wind-D | Land-Based Wind | D | 49.8169 | 38.7342 | 46.7844 | 48.7017 | 47.7946 | 46.6221 | 45.6217 | 44.3378 | 46.1368 | 47.0397 | 47.3071 | 47.0056 | 46.5679 | 46.3846 | 46.1262 | 46.1664 | 45.6419 | 45.4839 | 46.165 | 46.4843 | 46.7078 | 46.1479 | 47.0054 | 47.8395 | 48.2006 | 47.987 | 48.4286 | 50.5589
Tier 1 | Hourly | Land-Based Wind-E | Land-Based Wind | E | 49.8169 | 38.7342 | 47.2541 | 50.9566 | 49.4826 | 47.812 | 46.6225 | 45.1824 | 46.9481 | 47.8298 | 48.1088 | 47.846 | 47.4342 | 47.2968 | 47.0703 | 47.1797 | 46.6733 | 46.5242 | 47.2582 | 47.5892 | 47.8777 | 47.3033 | 48.1814 | 49.1656 | 49.6179 | 49.5278 | 50.0999 | 52.3327
Tier 1 | Hourly | Land-Based Wind-F | Land-Based Wind | F | 59.7433 | 44.4021 | 51.8556 | 56.7271 | 53.3759 | 51.3685 | 50.3847 | 49.1695 | 50.7888 | 51.6845 | 51.8766 | 51.6825 | 51.3554 | 51.2423 | 51.0972 | 51.2694 | 50.801 | 50.6156 | 51.5605 | 52.0599 | 52.5252 | 52.2159 | 53.2481 | 54.4679 | 54.9933 | 55.112 | 56.001 | 58.4017
Tier 1 | Hourly | Land-Based Wind-G | Land-Based Wind | G | 67.0965 | 47.7015 | 55.1315 | 56.7783 | 53.993 | 51.8067 | 50.5616 | 49.1817 | 50.9052 | 51.8721 | 52.0823 | 51.8802 | 51.4444 | 51.3651 | 51.1765 | 51.1921 | 50.619 | 50.3101 | 51.2453 | 51.8681 | 52.4607 | 52.0419 | 53.2061 | 54.4567 | 54.9786 | 55.0616 | 55.8737 | 58.2589
Tier 1 | Hourly | Land-Based Wind-H | Land-Based Wind | H | 67.0965 | 47.7015 | 55.2311 | 57.0063 | 54.1857 | 51.9849 | 50.6561 | 49.1517 | 50.9264 | 51.9244 | 52.1324 | 51.9861 | 51.5672 | 51.5076 | 51.3149 | 51.3227 | 50.7492 | 50.4447 | 51.3675 | 51.9875 | 52.5709 | 52.1355 | 53.2972 | 54.5672 | 55.0879 | 55.1844 | 55.9993 | 58.386
Tier 1 | Hourly | Land-Based Wind-I | Land-Based Wind | I | 67.1025 | 47.9144 | 55.3861 | 57.0613 | 54.2331 | 52.0221 | 50.6815 | 49.1898 | 50.9506 | 51.9433 | 52.1496 | 51.9926 | 51.5843 | 51.5087 | 51.3057 | 51.3075 | 50.7218 | 50.4048 | 51.3526 | 51.9708 | 52.5644 | 52.1243 | 53.2895 | 54.5631 | 55.0828 | 55.172 | 55.986 | 58.3624
Tier 1 | Hourly | Land-Based Wind-J | Land-Based Wind | J | 67.1025 | 47.9144 | 55.8266 | 57.8735 | 54.9412 | 52.7693 | 51.7334 | 50.5774 | 52.331 | 53.179 | 53.1842 | 52.8282 | 52.3131 | 52.1929 | 52.0351 | 52.0463 | 51.494 | 51.2321 | 52.1747 | 52.7986 | 53.4575 | 53.0248 | 54.2008 | 55.7392 | 56.371 | 56.5036 | 57.4361 | 59.8637
Tier 1 | Hourly | Land-Based Wind-K | Land-Based Wind | K | 70.2281 | 50.082 | 59.5257 | 62.1575 | 59.1742 | 55.8522 | 53.9956 | 52.572 | 54.3395 | 55.1696 | 55.2216 | 54.6902 | 54.064 | 53.8762 | 53.6469 | 53.6159 | 53.0605 | 52.7039 | 53.6859 | 54.3649 | 55.1281 | 54.7047 | 56.0151 | 57.3511 | 57.9081 | 57.713 | 58.3535 | 59.9508
Revenue | ValFactor | Type-Zone | Type | Zone | 2023 | 2024 | 2025 | 2026 | 2027 | 2028 | 2029 | 2030 | 2031 | 2032 | 2033 | 2034 | 2035 | 2036 | 2037 | 2038 | 2039 | 2040 | 2041 | 2042 | 2043 | 2044 | 2045 | 2046 | 2047 | 2048 | 2049 | 2050
Tier 1/VDER | UCAP | Solar-A | Solar | A | 10.5414 | 7.0988 | 8.2997 | 6.0709 | 6.2417 | 6.3994 | 5.7437 | 5.4955 | 5.7404 | 5.9255 | 5.9049 | 4.9714 | 5.2558 | 5.5361 | 5.7368 | 5.9578 | 5.9872 | 5.813 | 5.9207 | 5.8471 | 5.7991 | 5.8512 | 5.9181 | 5.8273 | 5.7655 | 5.7223 | 5.6779 | 5.5419
Tier 1/VDER | UCAP | Solar-B | Solar | B | 10.5414 | 7.0988 | 8.2997 | 6.0709 | 6.2417 | 6.3994 | 5.7437 | 5.4955 | 5.7404 | 5.9255 | 5.9049 | 4.9714 | 5.2558 | 5.5361 | 5.7368 | 5.9578 | 5.9872 | 5.813 | 5.9207 | 5.8471 | 5.7991 | 5.8512 | 5.9181 | 5.8273 | 5.7655 | 5.7223 | 5.6779 | 5.5419
Tier 1/VDER | UCAP | Solar-C | Solar | C | 10.5414 | 7.0988 | 8.2997 | 6.0709 | 6.2417 | 6.3994 | 5.7437 | 5.4955 | 5.7404 | 5.9255 | 5.9049 | 4.9714 | 5.2558 | 5.5361 | 5.7368 | 5.9578 | 5.9872 | 5.813 | 5.9207 | 5.8471 | 5.7991 | 5.8512 | 5.9181 | 5.8273 | 5.7655 | 5.7223 | 5.6779 | 5.5419
Tier 1/VDER | UCAP | Solar-D | Solar | D | 10.5414 | 7.0988 | 8.2997 | 6.0709 | 6.2417 | 6.3994 | 5.7437 | 5.4955 | 5.7404 | 5.9255 | 5.9049 | 4.9714 | 5.2558 | 5.5361 | 5.7368 | 5.9578 | 5.9872 | 5.813 | 5.9207 | 5.8471 | 5.7991 | 5.8512 | 5.9181 | 5.8273 | 5.7655 | 5.7223 | 5.6779 | 5.5419
Tier 1/VDER | UCAP | Solar-E | Solar | E | 10.5414 | 7.0988 | 8.2997 | 6.0709 | 6.2417 | 6.3994 | 5.7437 | 5.4955 | 5.7404 | 5.9255 | 5.9049 | 4.9714 | 5.2558 | 5.5361 | 5.7368 | 5.9578 | 5.9872 | 5.813 | 5.9207 | 5.8471 | 5.7991 | 5.8512 | 5.9181 | 5.8273 | 5.7655 | 5.7223 | 5.6779 | 5.5419
Tier 1/VDER | UCAP | Solar-F | Solar | F | 10.5414 | 7.0988 | 8.2997 | 6.0709 | 6.2417 | 6.3994 | 5.7437 | 5.4955 | 5.7404 | 5.9255 | 5.9049 | 4.9714 | 5.2558 | 5.5361 | 5.7368 | 5.9578 | 5.9872 | 5.813 | 5.9207 | 5.8471 | 5.7991 | 5.8512 | 5.9181 | 5.8273 | 5.7655 | 5.7223 | 5.6779 | 5.5419
Tier 1/VDER | UCAP | Solar-G | Solar | G | 13.0959 | 11.6445 | 8.3882 | 6.3998 | 6.4975 | 7.0729 | 6.7071 | 6.4466 | 6.6399 | 6.7397 | 6.6644 | 5.5128 | 5.7842 | 6.0979 | 6.323 | 6.6097 | 6.7082 | 6.5926 | 6.8151 | 6.596 | 6.9798 | 7.6164 | 7.627 | 7.3524 | 7.3251 | 7.091 | 6.877 | 6.5968
Tier 1/VDER | UCAP | Solar-H | Solar | H | 13.0959 | 11.6445 | 8.3882 | 6.3998 | 6.4975 | 7.0729 | 6.7071 | 6.4466 | 6.6399 | 6.7397 | 6.6644 | 5.5128 | 5.7842 | 6.0979 | 6.323 | 6.6097 | 6.7082 | 6.5926 | 6.8151 | 6.596 | 6.9798 | 7.6164 | 7.627 | 7.3524 | 7.3251 | 7.091 | 6.877 | 6.5968
Tier 1/VDER | UCAP | Solar-I | Solar | I | 13.0959 | 11.6445 | 8.3882 | 6.3998 | 6.4975 | 7.0729 | 6.7071 | 6.4466 | 6.6399 | 6.7397 | 6.6644 | 5.5128 | 5.7842 | 6.0979 | 6.323 | 6.6097 | 6.7082 | 6.5926 | 6.8151 | 6.596 | 6.9798 | 7.6164 | 7.627 | 7.3524 | 7.3251 | 7.091 | 6.877 | 6.5968
Tier 1/VDER | UCAP | Solar-J | Solar | J | 13.6456 | 12.8587 | 13.9537 | 18.6876 | 15.8448 | 14.8634 | 13.9573 | 13.0518 | 12.7013 | 11.9983 | 11.6808 | 9.4288 | 9.3821 | 9.1646 | 9.1213 | 9.0257 | 9.0074 | 8.7007 | 8.9453 | 8.6047 | 8.2762 | 8.5944 | 8.5926 | 8.2821 | 8.2623 | 7.9709 | 7.7219 | 7.4306
Tier 1/VDER | UCAP | Solar-K | Solar | K | 18.3666 | 12.4851 | 9.9554 | 6.8334 | 7.1312 | 8.2212 | 7.6768 | 7.1199 | 7.2028 | 7.4012 | 7.2517 | 6.0048 | 6.0742 | 6.2979 | 6.5657 | 6.7484 | 6.8077 | 6.6163 | 6.6588 | 6.5253 | 6.6325 | 6.7051 | 6.7405 | 6.5974 | 6.4786 | 6.3906 | 6.3414 | 6.1878
Tier 1/VDER | UCAP | Hybrid Solar Plus Storage-A | Hybrid Solar Plus Storage | A | 10.5414 | 7.0988 | 8.2997 | 6.0709 | 6.2417 | 6.3994 | 5.7437 | 5.4955 | 5.7404 | 5.9255 | 5.9049 | 4.9714 | 5.2558 | 5.5361 | 5.7368 | 5.9578 | 5.9872 | 5.813 | 5.9207 | 5.8471 | 5.7991 | 5.8512 | 5.9181 | 5.8273 | 5.7655 | 5.7223 | 5.6779 | 5.5419
Tier 1/VDER | UCAP | Hybrid Solar Plus Storage-B | Hybrid Solar Plus Storage | B | 10.5414 | 7.0988 | 8.2997 | 6.0709 | 6.2417 | 6.3994 | 5.7437 | 5.4955 | 5.7404 | 5.9255 | 5.9049 | 4.9714 | 5.2558 | 5.5361 | 5.7368 | 5.9578 | 5.9872 | 5.813 | 5.9207 | 5.8471 | 5.7991 | 5.8512 | 5.9181 | 5.8273 | 5.7655 | 5.7223 | 5.6779 | 5.5419
Tier 1/VDER | UCAP | Hybrid Solar Plus Storage-C | Hybrid Solar Plus Storage | C | 10.5414 | 7.0988 | 8.2997 | 6.0709 | 6.2417 | 6.3994 | 5.7437 | 5.4955 | 5.7404 | 5.9255 | 5.9049 | 4.9714 | 5.2558 | 5.5361 | 5.7368 | 5.9578 | 5.9872 | 5.813 | 5.9207 | 5.8471 | 5.7991 | 5.8512 | 5.9181 | 5.8273 | 5.7655 | 5.7223 | 5.6779 | 5.5419
Tier 1/VDER | UCAP | Hybrid Solar Plus Storage-D | Hybrid Solar Plus Storage | D | 10.5414 | 7.0988 | 8.2997 | 6.0709 | 6.2417 | 6.3994 | 5.7437 | 5.4955 | 5.7404 | 5.9255 | 5.9049 | 4.9714 | 5.2558 | 5.5361 | 5.7368 | 5.9578 | 5.9872 | 5.813 | 5.9207 | 5.8471 | 5.7991 | 5.8512 | 5.9181 | 5.8273 | 5.7655 | 5.7223 | 5.6779 | 5.5419
Tier 1/VDER | UCAP | Hybrid Solar Plus Storage-E | Hybrid Solar Plus Storage | E | 10.5414 | 7.0988 | 8.2997 | 6.0709 | 6.2417 | 6.3994 | 5.7437 | 5.4955 | 5.7404 | 5.9255 | 5.9049 | 4.9714 | 5.2558 | 5.5361 | 5.7368 | 5.9578 | 5.9872 | 5.813 | 5.9207 | 5.8471 | 5.7991 | 5.8512 | 5.9181 | 5.8273 | 5.7655 | 5.7223 | 5.6779 | 5.5419
Tier 1/VDER | UCAP | Hybrid Solar Plus Storage-F | Hybrid Solar Plus Storage | F | 10.5414 | 7.0988 | 8.2997 | 6.0709 | 6.2417 | 6.3994 | 5.7437 | 5.4955 | 5.7404 | 5.9255 | 5.9049 | 4.9714 | 5.2558 | 5.5361 | 5.7368 | 5.9578 | 5.9872 | 5.813 | 5.9207 | 5.8471 | 5.7991 | 5.8512 | 5.9181 | 5.8273 | 5.7655 | 5.7223 | 5.6779 | 5.5419
Tier 1/VDER | UCAP | Hybrid Solar Plus Storage-G | Hybrid Solar Plus Storage | G | 13.0959 | 11.6445 | 8.3882 | 6.3998 | 6.4975 | 7.0729 | 6.7071 | 6.4466 | 6.6399 | 6.7397 | 6.6644 | 5.5128 | 5.7842 | 6.0979 | 6.323 | 6.6097 | 6.7082 | 6.5926 | 6.8151 | 6.596 | 6.9798 | 7.6164 | 7.627 | 7.3524 | 7.3251 | 7.091 | 6.877 | 6.5968
Tier 1/VDER | UCAP | Hybrid Solar Plus Storage-H | Hybrid Solar Plus Storage | H | 13.0959 | 11.6445 | 8.3882 | 6.3998 | 6.4975 | 7.0729 | 6.7071 | 6.4466 | 6.6399 | 6.7397 | 6.6644 | 5.5128 | 5.7842 | 6.0979 | 6.323 | 6.6097 | 6.7082 | 6.5926 | 6.8151 | 6.596 | 6.9798 | 7.6164 | 7.627 | 7.3524 | 7.3251 | 7.091 | 6.877 | 6.5968
Tier 1/VDER | UCAP | Hybrid Solar Plus Storage-I | Hybrid Solar Plus Storage | I | 13.0959 | 11.6445 | 8.3882 | 6.3998 | 6.4975 | 7.0729 | 6.7071 | 6.4466 | 6.6399 | 6.7397 | 6.6644 | 5.5128 | 5.7842 | 6.0979 | 6.323 | 6.6097 | 6.7082 | 6.5926 | 6.8151 | 6.596 | 6.9798 | 7.6164 | 7.627 | 7.3524 | 7.3251 | 7.091 | 6.877 | 6.5968
Tier 1/VDER | UCAP | Hybrid Solar Plus Storage-J | Hybrid Solar Plus Storage | J | 13.6456 | 12.8587 | 13.9537 | 18.6876 | 15.8448 | 14.8634 | 13.9573 | 13.0518 | 12.7013 | 11.9983 | 11.6808 | 9.4288 | 9.3821 | 9.1646 | 9.1213 | 9.0257 | 9.0074 | 8.7007 | 8.9453 | 8.6047 | 8.2762 | 8.5944 | 8.5926 | 8.2821 | 8.2623 | 7.9709 | 7.7219 | 7.4306
Tier 1/VDER | UCAP | Hybrid Solar Plus Storage-K | Hybrid Solar Plus Storage | K | 18.3666 | 12.4851 | 9.9554 | 6.8334 | 7.1312 | 8.2212 | 7.6768 | 7.1199 | 7.2028 | 7.4012 | 7.2517 | 6.0048 | 6.0742 | 6.2979 | 6.5657 | 6.7484 | 6.8077 | 6.6163 | 6.6588 | 6.5253 | 6.6325 | 6.7051 | 6.7405 | 6.5974 | 6.4786 | 6.3906 | 6.3414 | 6.1878
Tier 1/VDER | UCAP | Land-Based Wind-A | Land-Based Wind | A | 3.8664 | 2.648 | 7.9111 | 7.399 | 8.2677 | 9.4455 | 9.3116 | 12.0234 | 12.327 | 12.6037 | 12.522 | 12.8703 | 13.578 | 14.7953 | 15.8806 | 17.1337 | 17.8463 | 18.0237 | 18.2717 | 17.8072 | 17.6504 | 18.0784 | 18.188 | 18.3313 | 18.3222 | 18.4673 | 18.6767 | 18.6876
Tier 1/VDER | UCAP | Land-Based Wind-B | Land-Based Wind | B | 3.8664 | 2.648 | 7.9111 | 7.399 | 8.2677 | 9.4455 | 9.3116 | 12.0234 | 12.327 | 12.6037 | 12.522 | 12.8703 | 13.578 | 14.7953 | 15.8806 | 17.1337 | 17.8463 | 18.0237 | 18.2717 | 17.8072 | 17.6504 | 18.0784 | 18.188 | 18.3313 | 18.3222 | 18.4673 | 18.6767 | 18.6876
Tier 1/VDER | UCAP | Land-Based Wind-C | Land-Based Wind | C | 3.8664 | 2.648 | 7.9111 | 7.399 | 8.2677 | 9.4455 | 9.3116 | 12.0234 | 12.327 | 12.6037 | 12.522 | 12.8703 | 13.578 | 14.7953 | 15.8806 | 17.1337 | 17.8463 | 18.0237 | 18.2717 | 17.8072 | 17.6504 | 18.0784 | 18.188 | 18.3313 | 18.3222 | 18.4673 | 18.6767 | 18.6876
Tier 1/VDER | UCAP | Land-Based Wind-D | Land-Based Wind | D | 3.8664 | 2.648 | 7.9111 | 7.399 | 8.2677 | 9.4455 | 9.3116 | 12.0234 | 12.327 | 12.6037 | 12.522 | 12.8703 | 13.578 | 14.7953 | 15.8806 | 17.1337 | 17.8463 | 18.0237 | 18.2717 | 17.8072 | 17.6504 | 18.0784 | 18.188 | 18.3313 | 18.3222 | 18.4673 | 18.6767 | 18.6876
Tier 1/VDER | UCAP | Land-Based Wind-E | Land-Based Wind | E | 3.8664 | 2.648 | 7.9111 | 7.399 | 8.2677 | 9.4455 | 9.3116 | 12.0234 | 12.327 | 12.6037 | 12.522 | 12.8703 | 13.578 | 14.7953 | 15.8806 | 17.1337 | 17.8463 | 18.0237 | 18.2717 | 17.8072 | 17.6504 | 18.0784 | 18.188 | 18.3313 | 18.3222 | 18.4673 | 18.6767 | 18.6876
Tier 1/VDER | UCAP | Land-Based Wind-F | Land-Based Wind | F | 3.8664 | 2.648 | 7.9111 | 7.399 | 8.2677 | 9.4455 | 9.3116 | 12.0234 | 12.327 | 12.6037 | 12.522 | 12.8703 | 13.578 | 14.7953 | 15.8806 | 17.1337 | 17.8463 | 18.0237 | 18.2717 | 17.8072 | 17.6504 | 18.0784 | 18.188 | 18.3313 | 18.3222 | 18.4673 | 18.6767 | 18.6876
Tier 1/VDER | UCAP | Land-Based Wind-G | Land-Based Wind | G | 4.8033 | 4.3437 | 8.1324 | 7.7999 | 8.6065 | 10.4396 | 10.8733 | 14.1044 | 14.2585 | 14.3357 | 14.1326 | 14.272 | 14.9428 | 16.2968 | 17.5035 | 19.0085 | 19.9953 | 20.4409 | 21.0318 | 20.0877 | 21.2443 | 23.5321 | 23.4402 | 23.1287 | 23.2786 | 22.8847 | 22.6209 | 22.2449
Tier 1/VDER | UCAP | Land-Based Wind-H | Land-Based Wind | H | 4.8033 | 4.3437 | 8.1324 | 7.7999 | 8.6065 | 10.4396 | 10.8733 | 14.1044 | 14.2585 | 14.3357 | 14.1326 | 14.272 | 14.9428 | 16.2968 | 17.5035 | 19.0085 | 19.9953 | 20.4409 | 21.0318 | 20.0877 | 21.2443 | 23.5321 | 23.4402 | 23.1287 | 23.2786 | 22.8847 | 22.6209 | 22.2449
Tier 1/VDER | UCAP | Land-Based Wind-I | Land-Based Wind | I | 4.8033 | 4.3437 | 15.9462 | 7.7999 | 8.6065 | 10.4396 | 10.8733 | 14.1044 | 14.2585 | 14.3357 | 14.1326 | 14.272 | 14.9428 | 16.2968 | 17.5035 | 19.0085 | 19.9953 | 20.4409 | 21.0318 | 20.0877 | 21.2443 | 23.5321 | 23.4402 | 23.1287 | 23.2786 | 22.8847 | 22.6209 | 22.2449
Tier 1/VDER | UCAP | Land-Based Wind-J | Land-Based Wind | J | 5.005 | 4.7967 | 9.2647 | 22.7758 | 20.9877 | 21.9383 | 22.6272 | 28.5556 | 27.2749 | 25.5207 | 24.7706 | 24.4099 | 24.2376 | 24.4927 | 25.2496 | 25.9565 | 26.8486 | 26.9771 | 27.6059 | 26.2052 | 25.1902 | 26.5538 | 26.4077 | 26.0535 | 26.2569 | 25.7241 | 25.4004 | 25.0565
Tier 1/VDER | UCAP | Land-Based Wind-K | Land-Based Wind | K | 6.7365 | 4.6573 | 8.9236 | 8.3283 | 9.4459 | 12.1344 | 12.4455 | 15.5774 | 15.4673 | 15.7426 | 15.3781 | 15.5456 | 15.6921 | 16.8313 | 18.1754 | 19.4073 | 20.2919 | 20.5144 | 20.5496 | 19.8724 | 20.1873 | 20.7166 | 20.7156 | 20.7538 | 20.5886 | 20.6243 | 20.8591 | 20.8658
Revenue | ValFactor | Rate-Type | Rate | Type | 2023 | 2024 | 2025 | 2026 | 2027 | 2028 | 2029 | 2030 | 2031 | 2032 | 2033 | 2034 | 2035 | 2036 | 2037 | 2038 | 2039 | 2040 | 2041 | 2042 | 2043 | 2044 | 2045 | 2046 | 2047 | 2048 | 2049 | 2050
VDER | DRV | Default-Solar-A | Default | Solar-A | 177.258 | 178.9165 | 178.1324 | 181.5941 | 181.1569 | 177.258 | 178.4793 | 178.9165 | 178.1324 | 181.1569 | 177.258 | 177.258 | 178.4793 | 178.1324 | 181.5941 | 181.1569 | 177.258 | 178.4793 | 178.9165 | 178.1324 | 181.5941 | 177.258 | 177.258 | 178.4793 | 178.9165 | 181.5941 | 181.1569 | 177.258
VDER | DRV | Default-Solar-B | Default | Solar-B | 173.628 | 174.9323 | 174.3486 | 177.6569 | 177.2966 | 173.628 | 174.572 | 174.9323 | 174.3486 | 177.2966 | 173.628 | 173.628 | 174.572 | 174.3486 | 177.6569 | 177.2966 | 173.628 | 174.572 | 174.9323 | 174.3486 | 177.6569 | 173.628 | 173.628 | 174.572 | 174.9323 | 177.6569 | 177.2966 | 173.628
VDER | DRV | Default-Solar-C | Default | Solar-C | 153.0376 | 154.4094 | 154.0854 | 157.0916 | 156.5677 | 153.0376 | 153.8855 | 154.4094 | 154.0854 | 156.5677 | 153.0376 | 153.0376 | 153.8855 | 154.0854 | 157.0916 | 156.5677 | 153.0376 | 153.8855 | 154.4094 | 154.0854 | 157.0916 | 153.0376 | 153.0376 | 153.8855 | 154.4094 | 157.0916 | 156.5677 | 153.0376
VDER | DRV | Default-Solar-D | Default | Solar-D | 159.0839 | 160.6925 | 160.1737 | 163.3484 | 162.8035 | 159.0839 | 160.1476 | 160.6925 | 160.1737 | 162.8035 | 159.0839 | 159.0839 | 160.1476 | 160.1737 | 163.3484 | 162.8035 | 159.0839 | 160.1476 | 160.6925 | 160.1737 | 163.3484 | 159.0839 | 159.0839 | 160.1476 | 160.6925 | 163.3484 | 162.8035 | 159.0839
VDER | DRV | Default-Solar-E | Default | Solar-E | 153.0376 | 154.4094 | 154.0854 | 157.0916 | 156.5677 | 153.0376 | 153.8855 | 154.4094 | 154.0854 | 156.5677 | 153.0376 | 153.0376 | 153.8855 | 154.0854 | 157.0916 | 156.5677 | 153.0376 | 153.8855 | 154.4094 | 154.0854 | 157.0916 | 153.0376 | 153.0376 | 153.8855 | 154.4094 | 157.0916 | 156.5677 | 153.0376
VDER | DRV | Default-Solar-F | Default | Solar-F | 156.627 | 158.0974 | 157.5189 | 160.6023 | 160.1563 | 156.627 | 157.6515 | 158.0974 | 157.5189 | 160.1563 | 156.627 | 156.627 | 157.6515 | 157.5189 | 160.6023 | 160.1563 | 156.627 | 157.6515 | 158.0974 | 157.5189 | 160.6023 | 156.627 | 156.627 | 157.6515 | 158.0974 | 160.6023 | 160.1563 | 156.627
VDER | DRV | Default-Solar-G | Default | Solar-G | 154.1395 | 155.6495 | 155.0614 | 158.1033 | 157.6423 | 154.1395 | 155.1886 | 155.6495 | 155.0614 | 157.6423 | 154.1395 | 154.1395 | 155.1886 | 155.0614 | 158.1033 | 157.6423 | 154.1395 | 155.1886 | 155.6495 | 155.0614 | 158.1033 | 154.1395 | 154.1395 | 155.1886 | 155.6495 | 158.1033 | 157.6423 | 154.1395
VDER | DRV | ConEd (11am-3pm)-Solar-H | ConEd (11am-3pm) | Solar-H | 157.9285 | 158.8364 | 158.2963 | 161.2345 | 161.0505 | 157.9285 | 158.6525 | 158.8364 | 158.2963 | 161.0505 | 157.9285 | 157.9285 | 158.6525 | 158.2963 | 161.2345 | 161.0505 | 157.9285 | 158.6525 | 158.8364 | 158.2963 | 161.2345 | 157.9285 | 157.9285 | 158.6525 | 158.8364 | 161.2345 | 161.0505 | 157.9285
VDER | DRV | ConEd (2pm-6pm)-Solar-H | ConEd (2pm-6pm) | Solar-H | 133.8923 | 134.9426 | 134.5223 | 137.0914 | 136.7764 | 133.8923 | 134.6277 | 134.9426 | 134.5223 | 136.7764 | 133.8923 | 133.8923 | 134.6277 | 134.5223 | 137.0914 | 136.7764 | 133.8923 | 134.6277 | 134.9426 | 134.5223 | 137.0914 | 133.8923 | 133.8923 | 134.6277 | 134.9426 | 137.0914 | 136.7764 | 133.8923
VDER | DRV | ConEd (4pm-8pm)-Solar-H | ConEd (4pm-8pm) | Solar-H | 83.6781 | 85.0851 | 84.6605 | 86.4675 | 85.9763 | 83.6781 | 84.5939 | 85.0851 | 84.6605 | 85.9763 | 83.6781 | 83.6781 | 84.5939 | 84.6605 | 86.4675 | 85.9763 | 83.6781 | 84.5939 | 85.0851 | 84.6605 | 86.4675 | 83.6781 | 83.6781 | 84.5939 | 85.0851 | 86.4675 | 85.9763 | 83.6781
VDER | DRV | ConEd (7pm-11pm)-Solar-H | ConEd (7pm-11pm) | Solar-H | 4.7481 | 5.0224 | 4.9828 | 5.1398 | 5.0224 | 4.7481 | 4.905 | 5.0224 | 4.9828 | 5.0224 | 4.7481 | 4.7481 | 4.905 | 4.9828 | 5.1398 | 5.0224 | 4.7481 | 4.905 | 5.0224 | 4.9828 | 5.1398 | 4.7481 | 4.7481 | 4.905 | 5.0224 | 5.1398 | 5.0224 | 4.7481
VDER | DRV | Default-Solar-H | Default | Solar-H | 151.652 | 153.2016 | 152.6039 | 155.6042 | 155.1283 | 151.652 | 152.7256 | 153.2016 | 152.6039 | 155.1283 | 151.652 | 151.652 | 152.7256 | 152.6039 | 155.6042 | 155.1283 | 151.652 | 152.7256 | 153.2016 | 152.6039 | 155.6042 | 151.652 | 151.652 | 152.7256 | 153.2016 | 155.6042 | 155.1283 | 151.652
VDER | DRV | ConEd (11am-3pm)-Solar-I | ConEd (11am-3pm) | Solar-I | 157.9285 | 158.8364 | 158.2963 | 161.2345 | 161.0505 | 157.9285 | 158.6525 | 158.8364 | 158.2963 | 161.0505 | 157.9285 | 157.9285 | 158.6525 | 158.2963 | 161.2345 | 161.0505 | 157.9285 | 158.6525 | 158.8364 | 158.2963 | 161.2345 | 157.9285 | 157.9285 | 158.6525 | 158.8364 | 161.2345 | 161.0505 | 157.9285
VDER | DRV | ConEd (2pm-6pm)-Solar-I | ConEd (2pm-6pm) | Solar-I | 133.8923 | 134.9426 | 134.5223 | 137.0914 | 136.7764 | 133.8923 | 134.6277 | 134.9426 | 134.5223 | 136.7764 | 133.8923 | 133.8923 | 134.6277 | 134.5223 | 137.0914 | 136.7764 | 133.8923 | 134.6277 | 134.9426 | 134.5223 | 137.0914 | 133.8923 | 133.8923 | 134.6277 | 134.9426 | 137.0914 | 136.7764 | 133.8923
VDER | DRV | ConEd (4pm-8pm)-Solar-I | ConEd (4pm-8pm) | Solar-I | 83.6781 | 85.0851 | 84.6605 | 86.4675 | 85.9763 | 83.6781 | 84.5939 | 85.0851 | 84.6605 | 85.9763 | 83.6781 | 83.6781 | 84.5939 | 84.6605 | 86.4675 | 85.9763 | 83.6781 | 84.5939 | 85.0851 | 84.6605 | 86.4675 | 83.6781 | 83.6781 | 84.5939 | 85.0851 | 86.4675 | 85.9763 | 83.6781
VDER | DRV | ConEd (7pm-11pm)-Solar-I | ConEd (7pm-11pm) | Solar-I | 4.7481 | 5.0224 | 4.9828 | 5.1398 | 5.0224 | 4.7481 | 4.905 | 5.0224 | 4.9828 | 5.0224 | 4.7481 | 4.7481 | 4.905 | 4.9828 | 5.1398 | 5.0224 | 4.7481 | 4.905 | 5.0224 | 4.9828 | 5.1398 | 4.7481 | 4.7481 | 4.905 | 5.0224 | 5.1398 | 5.0224 | 4.7481
VDER | DRV | Default-Solar-I | Default | Solar-I | 151.652 | 153.2016 | 152.6039 | 155.6042 | 155.1283 | 151.652 | 152.7256 | 153.2016 | 152.6039 | 155.1283 | 151.652 | 151.652 | 152.7256 | 152.6039 | 155.6042 | 155.1283 | 151.652 | 152.7256 | 153.2016 | 152.6039 | 155.6042 | 151.652 | 151.652 | 152.7256 | 153.2016 | 155.6042 | 155.1283 | 151.652
VDER | DRV | ConEd (11am-3pm)-Solar-J | ConEd (11am-3pm) | Solar-J | 157.9285 | 158.8364 | 158.2963 | 161.2345 | 161.0505 | 157.9285 | 158.6525 | 158.8364 | 158.2963 | 161.0505 | 157.9285 | 157.9285 | 158.6525 | 158.2963 | 161.2345 | 161.0505 | 157.9285 | 158.6525 | 158.8364 | 158.2963 | 161.2345 | 157.9285 | 157.9285 | 158.6525 | 158.8364 | 161.2345 | 161.0505 | 157.9285
VDER | DRV | ConEd (2pm-6pm)-Solar-J | ConEd (2pm-6pm) | Solar-J | 133.8923 | 134.9426 | 134.5223 | 137.0914 | 136.7764 | 133.8923 | 134.6277 | 134.9426 | 134.5223 | 136.7764 | 133.8923 | 133.8923 | 134.6277 | 134.5223 | 137.0914 | 136.7764 | 133.8923 | 134.6277 | 134.9426 | 134.5223 | 137.0914 | 133.8923 | 133.8923 | 134.6277 | 134.9426 | 137.0914 | 136.7764 | 133.8923
VDER | DRV | ConEd (4pm-8pm)-Solar-J | ConEd (4pm-8pm) | Solar-J | 83.6781 | 85.0851 | 84.6605 | 86.4675 | 85.9763 | 83.6781 | 84.5939 | 85.0851 | 84.6605 | 85.9763 | 83.6781 | 83.6781 | 84.5939 | 84.6605 | 86.4675 | 85.9763 | 83.6781 | 84.5939 | 85.0851 | 84.6605 | 86.4675 | 83.6781 | 83.6781 | 84.5939 | 85.0851 | 86.4675 | 85.9763 | 83.6781
VDER | DRV | ConEd (7pm-11pm)-Solar-J | ConEd (7pm-11pm) | Solar-J | 4.7481 | 5.0224 | 4.9828 | 5.1398 | 5.0224 | 4.7481 | 4.905 | 5.0224 | 4.9828 | 5.0224 | 4.7481 | 4.7481 | 4.905 | 4.9828 | 5.1398 | 5.0224 | 4.7481 | 4.905 | 5.0224 | 4.9828 | 5.1398 | 4.7481 | 4.7481 | 4.905 | 5.0224 | 5.1398 | 5.0224 | 4.7481
VDER | DRV | Default-Solar-K | Default | Solar-K | 203.9971 | 201.7979 | 201.8036 | 208.2405 | 207.8293 | 203.9971 | 204.4025 | 201.7979 | 201.8036 | 207.8293 | 203.9971 | 203.9971 | 204.4025 | 201.8036 | 208.2405 | 207.8293 | 203.9971 | 204.4025 | 201.7979 | 201.8036 | 208.2405 | 203.9971 | 203.9971 | 204.4025 | 201.7979 | 208.2405 | 207.8293 | 203.9971
VDER | DRV | Default-Hybrid Solar Plus Storage-A | Default | Hybrid Solar Plus Storage-A | 177.258 | 178.9165 | 178.1324 | 181.5941 | 181.1569 | 177.258 | 178.4793 | 178.9165 | 178.1324 | 181.1569 | 177.258 | 177.258 | 178.4793 | 178.1324 | 181.5941 | 181.1569 | 177.258 | 178.4793 | 178.9165 | 178.1324 | 181.5941 | 177.258 | 177.258 | 178.4793 | 178.9165 | 181.5941 | 181.1569 | 177.258
VDER | DRV | Default-Hybrid Solar Plus Storage-B | Default | Hybrid Solar Plus Storage-B | 173.628 | 174.9323 | 174.3486 | 177.6569 | 177.2966 | 173.628 | 174.572 | 174.9323 | 174.3486 | 177.2966 | 173.628 | 173.628 | 174.572 | 174.3486 | 177.6569 | 177.2966 | 173.628 | 174.572 | 174.9323 | 174.3486 | 177.6569 | 173.628 | 173.628 | 174.572 | 174.9323 | 177.6569 | 177.2966 | 173.628
VDER | DRV | Default-Hybrid Solar Plus Storage-C | Default | Hybrid Solar Plus Storage-C | 153.0376 | 154.4094 | 154.0854 | 157.0916 | 156.5677 | 153.0376 | 153.8855 | 154.4094 | 154.0854 | 156.5677 | 153.0376 | 153.0376 | 153.8855 | 154.0854 | 157.0916 | 156.5677 | 153.0376 | 153.8855 | 154.4094 | 154.0854 | 157.0916 | 153.0376 | 153.0376 | 153.8855 | 154.4094 | 157.0916 | 156.5677 | 153.0376
VDER | DRV | Default-Hybrid Solar Plus Storage-D | Default | Hybrid Solar Plus Storage-D | 159.0839 | 160.6925 | 160.1737 | 163.3484 | 162.8035 | 159.0839 | 160.1476 | 160.6925 | 160.1737 | 162.8035 | 159.0839 | 159.0839 | 160.1476 | 160.1737 | 163.3484 | 162.8035 | 159.0839 | 160.1476 | 160.6925 | 160.1737 | 163.3484 | 159.0839 | 159.0839 | 160.1476 | 160.6925 | 163.3484 | 162.8035 | 159.0839
VDER | DRV | Default-Hybrid Solar Plus Storage-E | Default | Hybrid Solar Plus Storage-E | 153.0376 | 154.4094 | 154.0854 | 157.0916 | 156.5677 | 153.0376 | 153.8855 | 154.4094 | 154.0854 | 156.5677 | 153.0376 | 153.0376 | 153.8855 | 154.0854 | 157.0916 | 156.5677 | 153.0376 | 153.8855 | 154.4094 | 154.0854 | 157.0916 | 153.0376 | 153.0376 | 153.8855 | 154.4094 | 157.0916 | 156.5677 | 153.0376
VDER | DRV | Default-Hybrid Solar Plus Storage-F | Default | Hybrid Solar Plus Storage-F | 156.627 | 158.0974 | 157.5189 | 160.6023 | 160.1563 | 156.627 | 157.6515 | 158.0974 | 157.5189 | 160.1563 | 156.627 | 156.627 | 157.6515 | 157.5189 | 160.6023 | 160.1563 | 156.627 | 157.6515 | 158.0974 | 157.5189 | 160.6023 | 156.627 | 156.627 | 157.6515 | 158.0974 | 160.6023 | 160.1563 | 156.627
VDER | DRV | Default-Hybrid Solar Plus Storage-G | Default | Hybrid Solar Plus Storage-G | 154.1395 | 155.6495 | 155.0614 | 158.1033 | 157.6423 | 154.1395 | 155.1886 | 155.6495 | 155.0614 | 157.6423 | 154.1395 | 154.1395 | 155.1886 | 155.0614 | 158.1033 | 157.6423 | 154.1395 | 155.1886 | 155.6495 | 155.0614 | 158.1033 | 154.1395 | 154.1395 | 155.1886 | 155.6495 | 158.1033 | 157.6423 | 154.1395
VDER | DRV | ConEd (11am-3pm)-Hybrid Solar Plus Storage-H | ConEd (11am-3pm) | Hybrid Solar Plus Storage-H | 157.9285 | 158.8364 | 158.2963 | 161.2345 | 161.0505 | 157.9285 | 158.6525 | 158.8364 | 158.2963 | 161.0505 | 157.9285 | 157.9285 | 158.6525 | 158.2963 | 161.2345 | 161.0505 | 157.9285 | 158.6525 | 158.8364 | 158.2963 | 161.2345 | 157.9285 | 157.9285 | 158.6525 | 158.8364 | 161.2345 | 161.0505 | 157.9285
VDER | DRV | ConEd (2pm-6pm)-Hybrid Solar Plus Storage-H | ConEd (2pm-6pm) | Hybrid Solar Plus Storage-H | 133.8923 | 134.9426 | 134.5223 | 137.0914 | 136.7764 | 133.8923 | 134.6277 | 134.9426 | 134.5223 | 136.7764 | 133.8923 | 133.8923 | 134.6277 | 134.5223 | 137.0914 | 136.7764 | 133.8923 | 134.6277 | 134.9426 | 134.5223 | 137.0914 | 133.8923 | 133.8923 | 134.6277 | 134.9426 | 137.0914 | 136.7764 | 133.8923
VDER | DRV | ConEd (4pm-8pm)-Hybrid Solar Plus Storage-H | ConEd (4pm-8pm) | Hybrid Solar Plus Storage-H | 83.6781 | 85.0851 | 84.6605 | 86.4675 | 85.9763 | 83.6781 | 84.5939 | 85.0851 | 84.6605 | 85.9763 | 83.6781 | 83.6781 | 84.5939 | 84.6605 | 86.4675 | 85.9763 | 83.6781 | 84.5939 | 85.0851 | 84.6605 | 86.4675 | 83.6781 | 83.6781 | 84.5939 | 85.0851 | 86.4675 | 85.9763 | 83.6781
VDER | DRV | ConEd (7pm-11pm)-Hybrid Solar Plus Storage-H | ConEd (7pm-11pm) | Hybrid Solar Plus Storage-H | 4.7481 | 5.0224 | 4.9828 | 5.1398 | 5.0224 | 4.7481 | 4.905 | 5.0224 | 4.9828 | 5.0224 | 4.7481 | 4.7481 | 4.905 | 4.9828 | 5.1398 | 5.0224 | 4.7481 | 4.905 | 5.0224 | 4.9828 | 5.1398 | 4.7481 | 4.7481 | 4.905 | 5.0224 | 5.1398 | 5.0224 | 4.7481
VDER | DRV | Default-Hybrid Solar Plus Storage-H | Default | Hybrid Solar Plus Storage-H | 151.652 | 153.2016 | 152.6039 | 155.6042 | 155.1283 | 151.652 | 152.7256 | 153.2016 | 152.6039 | 155.1283 | 151.652 | 151.652 | 152.7256 | 152.6039 | 155.6042 | 155.1283 | 151.652 | 152.7256 | 153.2016 | 152.6039 | 155.6042 | 151.652 | 151.652 | 152.7256 | 153.2016 | 155.6042 | 155.1283 | 151.652
VDER | DRV | ConEd (11am-3pm)-Hybrid Solar Plus Storage-I | ConEd (11am-3pm) | Hybrid Solar Plus Storage-I | 157.9285 | 158.8364 | 158.2963 | 161.2345 | 161.0505 | 157.9285 | 158.6525 | 158.8364 | 158.2963 | 161.0505 | 157.9285 | 157.9285 | 158.6525 | 158.2963 | 161.2345 | 161.0505 | 157.9285 | 158.6525 | 158.8364 | 158.2963 | 161.2345 | 157.9285 | 157.9285 | 158.6525 | 158.8364 | 161.2345 | 161.0505 | 157.9285
VDER | DRV | ConEd (2pm-6pm)-Hybrid Solar Plus Storage-I | ConEd (2pm-6pm) | Hybrid Solar Plus Storage-I | 133.8923 | 134.9426 | 134.5223 | 137.0914 | 136.7764 | 133.8923 | 134.6277 | 134.9426 | 134.5223 | 136.7764 | 133.8923 | 133.8923 | 134.6277 | 134.5223 | 137.0914 | 136.7764 | 133.8923 | 134.6277 | 134.9426 | 134.5223 | 137.0914 | 133.8923 | 133.8923 | 134.6277 | 134.9426 | 137.0914 | 136.7764 | 133.8923
VDER | DRV | ConEd (4pm-8pm)-Hybrid Solar Plus Storage-I | ConEd (4pm-8pm) | Hybrid Solar Plus Storage-I | 83.6781 | 85.0851 | 84.6605 | 86.4675 | 85.9763 | 83.6781 | 84.5939 | 85.0851 | 84.6605 | 85.9763 | 83.6781 | 83.6781 | 84.5939 | 84.6605 | 86.4675 | 85.9763 | 83.6781 | 84.5939 | 85.0851 | 84.6605 | 86.4675 | 83.6781 | 83.6781 | 84.5939 | 85.0851 | 86.4675 | 85.9763 | 83.6781
VDER | DRV | ConEd (7pm-11pm)-Hybrid Solar Plus Storage-I | ConEd (7pm-11pm) | Hybrid Solar Plus Storage-I | 4.7481 | 5.0224 | 4.9828 | 5.1398 | 5.0224 | 4.7481 | 4.905 | 5.0224 | 4.9828 | 5.0224 | 4.7481 | 4.7481 | 4.905 | 4.9828 | 5.1398 | 5.0224 | 4.7481 | 4.905 | 5.0224 | 4.9828 | 5.1398 | 4.7481 | 4.7481 | 4.905 | 5.0224 | 5.1398 | 5.0224 | 4.7481
VDER | DRV | Default-Hybrid Solar Plus Storage-I | Default | Hybrid Solar Plus Storage-I | 151.652 | 153.2016 | 152.6039 | 155.6042 | 155.1283 | 151.652 | 152.7256 | 153.2016 | 152.6039 | 155.1283 | 151.652 | 151.652 | 152.7256 | 152.6039 | 155.6042 | 155.1283 | 151.652 | 152.7256 | 153.2016 | 152.6039 | 155.6042 | 151.652 | 151.652 | 152.7256 | 153.2016 | 155.6042 | 155.1283 | 151.652
VDER | DRV | ConEd (11am-3pm)-Hybrid Solar Plus Storage-J | ConEd (11am-3pm) | Hybrid Solar Plus Storage-J | 157.9285 | 158.8364 | 158.2963 | 161.2345 | 161.0505 | 157.9285 | 158.6525 | 158.8364 | 158.2963 | 161.0505 | 157.9285 | 157.9285 | 158.6525 | 158.2963 | 161.2345 | 161.0505 | 157.9285 | 158.6525 | 158.8364 | 158.2963 | 161.2345 | 157.9285 | 157.9285 | 158.6525 | 158.8364 | 161.2345 | 161.0505 | 157.9285
VDER | DRV | ConEd (2pm-6pm)-Hybrid Solar Plus Storage-J | ConEd (2pm-6pm) | Hybrid Solar Plus Storage-J | 133.8923 | 134.9426 | 134.5223 | 137.0914 | 136.7764 | 133.8923 | 134.6277 | 134.9426 | 134.5223 | 136.7764 | 133.8923 | 133.8923 | 134.6277 | 134.5223 | 137.0914 | 136.7764 | 133.8923 | 134.6277 | 134.9426 | 134.5223 | 137.0914 | 133.8923 | 133.8923 | 134.6277 | 134.9426 | 137.0914 | 136.7764 | 133.8923
VDER | DRV | ConEd (4pm-8pm)-Hybrid Solar Plus Storage-J | ConEd (4pm-8pm) | Hybrid Solar Plus Storage-J | 83.6781 | 85.0851 | 84.6605 | 86.4675 | 85.9763 | 83.6781 | 84.5939 | 85.0851 | 84.6605 | 85.9763 | 83.6781 | 83.6781 | 84.5939 | 84.6605 | 86.4675 | 85.9763 | 83.6781 | 84.5939 | 85.0851 | 84.6605 | 86.4675 | 83.6781 | 83.6781 | 84.5939 | 85.0851 | 86.4675 | 85.9763 | 83.6781
VDER | DRV | ConEd (7pm-11pm)-Hybrid Solar Plus Storage-J | ConEd (7pm-11pm) | Hybrid Solar Plus Storage-J | 4.7481 | 5.0224 | 4.9828 | 5.1398 | 5.0224 | 4.7481 | 4.905 | 5.0224 | 4.9828 | 5.0224 | 4.7481 | 4.7481 | 4.905 | 4.9828 | 5.1398 | 5.0224 | 4.7481 | 4.905 | 5.0224 | 4.9828 | 5.1398 | 4.7481 | 4.7481 | 4.905 | 5.0224 | 5.1398 | 5.0224 | 4.7481
VDER | DRV | Default-Hybrid Solar Plus Storage-K | Default | Hybrid Solar Plus Storage-K | 203.9971 | 201.7979 | 201.8036 | 208.2405 | 207.8293 | 203.9971 | 204.4025 | 201.7979 | 201.8036 | 207.8293 | 203.9971 | 203.9971 | 204.4025 | 201.8036 | 208.2405 | 207.8293 | 203.9971 | 204.4025 | 201.7979 | 201.8036 | 208.2405 | 203.9971 | 203.9971 | 204.4025 | 201.7979 | 208.2405 | 207.8293 | 203.9971
*With current generation profiles, there is no expected generation during NYSEG January DRV window. Therefore, no adjustment is made for NYSEG DRV.
Revenue | ValFactor | Utility-Zone | Utility | Zone | 2023 | 2024 | 2025 | 2026 | 2027 | 2028 | 2029 | 2030 | 2031 | 2032 | 2033 | 2034 | 2035 | 2036 | 2037 | 2038 | 2039 | 2040 | 2041 | 2042 | 2043 | 2044 | 2045 | 2046 | 2047 | 2048 | 2049 | 2050
NEM | RES | Central Hudson-F | Central Hudson | F | 0.22 | 0.208 | 0.22974 | 0.22974 | 0.22351 | 0.21953 | 0.21612 | 0.212 | 0.21311 | 0.21394 | 0.21245 | 0.2114 | 0.2097 | 0.20907 | 0.20826 | 0.20883 | 0.20737 | 0.20665 | 0.20726 | 0.20707 | 0.20673 | 0.20617 | 0.2067 | 0.2076 | 0.20743 | 0.20722 | 0.2078 | 0.21024
NEM | RES | ConEd NYC -J | ConEd NYC | J | 0.24949 | 0.31844 | 0.32532 | 0.32532 | 0.31742 | 0.31148 | 0.305 | 0.29989 | 0.30248 | 0.30269 | 0.30086 | 0.29873 | 0.29605 | 0.29455 | 0.29298 | 0.29436 | 0.29171 | 0.2902 | 0.29133 | 0.29216 | 0.29356 | 0.29222 | 0.29347 | 0.29582 | 0.29564 | 0.29765 | 0.29849 | 0.30244
NEM | RES | ConEd West-I | ConEd West | I | 0.23878 | 0.29902 | 0.31414 | 0.31414 | 0.30679 | 0.30004 | 0.29244 | 0.28588 | 0.28782 | 0.28919 | 0.28788 | 0.28673 | 0.2841 | 0.28298 | 0.28163 | 0.28247 | 0.27985 | 0.27863 | 0.27959 | 0.28003 | 0.28103 | 0.27935 | 0.28069 | 0.28227 | 0.28216 | 0.28323 | 0.28428 | 0.28773
NEM | RES | National Grid-A | National Grid | A | 0.13462 | 0.14973 | 0.15988 | 0.15988 | 0.15668 | 0.1535 | 0.15017 | 0.14511 | 0.14697 | 0.14793 | 0.14718 | 0.14651 | 0.14477 | 0.1441 | 0.14324 | 0.14353 | 0.14234 | 0.14125 | 0.14183 | 0.14133 | 0.14067 | 0.13931 | 0.13961 | 0.14082 | 0.1404 | 0.14115 | 0.14143 | 0.14337
NEM | RES | NYSEG-D | NYSEG | D | 0.14565 | 0.16649 | 0.19544 | 0.19544 | 0.19116 | 0.18768 | 0.18289 | 0.17773 | 0.17958 | 0.18047 | 0.17877 | 0.17797 | 0.17579 | 0.17501 | 0.17389 | 0.17491 | 0.17345 | 0.17241 | 0.17314 | 0.17269 | 0.17223 | 0.17073 | 0.17104 | 0.17204 | 0.17104 | 0.17173 | 0.17178 | 0.17368
NEM | RES | Orange & Rockland-G | Orange & Rockland | G | 0.20324 | 0.20157 | 0.20658 | 0.20658 | 0.20081 | 0.19558 | 0.19091 | 0.18647 | 0.18779 | 0.18867 | 0.18653 | 0.18539 | 0.18314 | 0.18228 | 0.18124 | 0.18184 | 0.17982 | 0.17886 | 0.17966 | 0.18003 | 0.18087 | 0.17967 | 0.18072 | 0.18186 | 0.18171 | 0.18224 | 0.18301 | 0.18571
NEM | RES | PSEG Long Island-K | PSEG Long Island | K | 0.2128 | 0.22504 | 0.2353 | 0.2353 | 0.22903 | 0.22184 | 0.21558 | 0.2098 | 0.21206 | 0.21304 | 0.20982 | 0.20768 | 0.20444 | 0.20318 | 0.20175 | 0.20183 | 0.19949 | 0.198 | 0.19891 | 0.19934 | 0.2003 | 0.19881 | 0.20048 | 0.20187 | 0.20174 | 0.20245 | 0.20291 | 0.20558
NEM | RES | RGE-C | RGE | C | 0.1439 | 0.15115 | 0.16778 | 0.16778 | 0.16377 | 0.16009 | 0.15584 | 0.15078 | 0.15239 | 0.1532 | 0.15263 | 0.15211 | 0.15031 | 0.14966 | 0.14863 | 0.14951 | 0.14834 | 0.14748 | 0.14811 | 0.14785 | 0.14703 | 0.1457 | 0.14602 | 0.14718 | 0.14652 | 0.14675 | 0.14686 | 0.14863
NEM | COM | Central Hudson-F | Central Hudson | F | 0.127 | 0.103 | 0.10153 | 0.10153 | 0.095932 | 0.092358 | 0.089299 | 0.085603 | 0.086599 | 0.087341 | 0.086009 | 0.085067 | 0.08354 | 0.082973 | 0.082247 | 0.082764 | 0.08145 | 0.080801 | 0.081352 | 0.081178 | 0.080878 | 0.080373 | 0.08085 | 0.081652 | 0.081503 | 0.081313 | 0.081834 | 0.084026
NEM | COM | ConEd NYC -J | ConEd NYC | J | 0.14847 | 0.10496 | 0.10889 | 0.10889 | 0.10466 | 0.10148 | 0.098002 | 0.095265 | 0.096649 | 0.09676 | 0.09578 | 0.094642 | 0.093202 | 0.092402 | 0.091557 | 0.092299 | 0.090877 | 0.09007 | 0.090673 | 0.091117 | 0.091868 | 0.09115 | 0.091818 | 0.093082 | 0.092982 | 0.094061 | 0.094514 | 0.096631
NEM | COM | ConEd West-I | ConEd West | I | 0.13797 | 0.1199 | 0.13458 | 0.13458 | 0.1288 | 0.12349 | 0.11751 | 0.11235 | 0.11387 | 0.11495 | 0.11392 | 0.11302 | 0.11095 | 0.11007 | 0.10901 | 0.10967 | 0.10761 | 0.10664 | 0.10741 | 0.10775 | 0.10854 | 0.10722 | 0.10827 | 0.10951 | 0.10942 | 0.11027 | 0.11109 | 0.1138
NEM | COM | National Grid-A | National Grid | A | 0.086357 | 0.062989 | 0.079034 | 0.079034 | 0.075705 | 0.072392 | 0.068921 | 0.063657 | 0.065593 | 0.066592 | 0.065809 | 0.06511 | 0.063295 | 0.062597 | 0.061711 | 0.062014 | 0.060773 | 0.05963 | 0.060241 | 0.05972 | 0.059031 | 0.057611 | 0.057927 | 0.059187 | 0.058748 | 0.059526 | 0.059818 | 0.061841
NEM | COM | NYSEG-D | NYSEG | D | 0.094339 | 0.07862 | 0.092191 | 0.092191 | 0.088095 | 0.084754 | 0.080165 | 0.075217 | 0.076988 | 0.077843 | 0.076219 | 0.075452 | 0.073357 | 0.072612 | 0.071534 | 0.072517 | 0.071117 | 0.070123 | 0.070818 | 0.07039 | 0.069946 | 0.068509 | 0.068809 | 0.069768 | 0.068805 | 0.069466 | 0.069512 | 0.071337
NEM | COM | Orange & Rockland-G | Orange & Rockland | G | 0.10933 | 0.096469 | 0.10217 | 0.10217 | 0.097134 | 0.092564 | 0.088489 | 0.084614 | 0.085772 | 0.08654 | 0.084672 | 0.083677 | 0.081708 | 0.080956 | 0.080051 | 0.080573 | 0.078809 | 0.077972 | 0.078671 | 0.078995 | 0.07973 | 0.078681 | 0.0796 | 0.080593 | 0.080463 | 0.080928 | 0.081597 | 0.083949
NEM | COM | PSEG Long Island-K | PSEG Long Island | K | 0.158 | 0.137 | 0.14553 | 0.14553 | 0.13933 | 0.13221 | 0.12602 | 0.12031 | 0.12254 | 0.12351 | 0.12032 | 0.11821 | 0.115 | 0.11375 | 0.11234 | 0.11241 | 0.1101 | 0.10863 | 0.10953 | 0.10995 | 0.1109 | 0.10943 | 0.11108 | 0.11246 | 0.11233 | 0.11304 | 0.11348 | 0.11613
NEM | COM | RGE-C | RGE | C | 0.11048 | 0.071368 | 0.086688 | 0.086688 | 0.082574 | 0.078788 | 0.074427 | 0.069235 | 0.070889 | 0.071722 | 0.071134 | 0.070601 | 0.068757 | 0.068086 | 0.06703 | 0.067938 | 0.066739 | 0.065853 | 0.066494 | 0.066229 | 0.065385 | 0.064021 | 0.064349 | 0.065545 | 0.06487 | 0.065103 | 0.065218 | 0.067033