## Inputs
2026 Solar and Wind Appraisal Model |  | Blue cells require user input
2026-04-08
Inputs for All Project Revenue Types
| Project Revenue Type | VDER - Value of Distributed Energy Resources
| Plant Type | Solar - Tracking
| Solar/Wind System Size | 4500 | kW AC
| BESS Size (kW) | 2500
| Start Date of Plant Operation | 2022-01-01
| Taxable Status Year | 2026
| System Age at Taxable Status Date | 4 | Year(s)
| Before Tax Discount Rate - Real WACC | 6.588%
| Tax Load | 3%
| Loaded Nominal Discount Rate | 12.53%
| Annual Ground Lease Payment (if applicable) | 0
| Annual Ground Lease Escalator (if applicable) | 0%
Additional Required Inputs for VDER Projects
| NYISO Zone | F - Capital
| Utility Company | National Grid
| DRV Rate | 0.21 | $/kWh
| Default Maximum MTC/CC | 0.0282 | $/kWh
Additional Optional Inputs for VDER Projects
| Actual Market Transition or Community Credit |  | $/kWh
| or Community Adder/ICSA |  | $
Note: The model assumes that VDER projects receive the maximum possible Market Transition Credit (MTC) by default, but allows a lower MTC or Community Credit (CC) or a Community Adder (CA) to be entered to override the default assumption. VDER projects may receive either a MTC, a CC or a CA. No VDER project can receive more than one of these credits, and some VDER projects receive none of them. VDER projects may also receive the Inclusive Community Solar Adder (ICSA). If applicable, the ICSA should be added to the CA (if any) and the combined CA and ICSA value should be entered into cell C24.
Additional Input for NEM Projects
| Utility for Retail Rate | National Grid
Additional Input for Tier 1 Projects
| NYISO Zone | A - West
| Accelerated Renewable Energy Growth and Community Benefit Act Payment | 0 | (1 = Yes, 0 = No)
Model Cash Flow Viewing Option
| Cash Flow Type | Nominal Dollars | 1
Note: The model can display cash flows either in Nominal Dollars or in Real 2025 Dollars. Nominal Dollars include inflation while Real 2025 Dollars do not. The present value of cash flows is not affected by this selection.
Data for Model Operation
| ValGroup Number | 1
| Zone / Utility | F
| ValGroup-Zone | 1 - F
| Capacity Factor for Plant Type | 20.95%
| Scaled OpEx Rate (Including VDER Subscriber Management Costs) | 37.3153 | $/kW-year
| Utility Loss Adjustment Factor | 1.084
| Decommissioning Cost Rate | 1.87 | $/kW-year
| Economic Life | 25 | Year(s)
| BESS Asset Life | 15 | Year(s)
| Long-term Annual Inflation | 2.5%
| Degradation Rate (Linear) | 0.5%
| DRV Renewal Rate | 50%
| Owner Share of NEM/VDER Offtaker Credits | 92.5%
| Residential Share of Bill Credits for NEM | 85%
| Inverter Size | 4500 | kW AC
| DC/AC Ratio - Tier 1 Solar | 1.34
| Inverter Age | 4 | Year(s)
| Inverter Replacement Cycle | 15 | Year(s)
| Inverter Size Step | 5000 | kW
| Inverter Replacement Cost New | 100 | $/kW
| VDER project | 1 | 1 = VDER project
| NEM project | 0 | 1 = NEM project
| Base Year for Cost Data | 2025
| Base Rate for DRV Rate | 2025
| Base Year for Market Data | 2025
| Base Year for PV and Cash Flows | 2025
Financial Data
| Combined Federal and State Tax Rate | 27%
Land-based Wind
| Cost of Debt (Nominal, pre-tax) | 7%
| Debt Fraction | 36.2%
| Cost of Equity (Nominal, after-tax) | 9%
| Nominal WACC (pre-tax) | 10.4%
| Real WACC (pre-tax) | 7.707%
Solar
| Cost of Debt (nominal, pre-tax) | 7%
| Debt Fraction | 51.5%
| Cost of Equity (Nominal, after-tax) | 8.5%
| Nominal WACC (pre-tax) | 9.252%
| Real WACC (pre-tax) | 6.588%

## Model
Calendar/Tax Year | 2022 | 2023 | 2024 | 2025 | 2026 | 2027 | 2028 | 2029 | 2030 | 2031 | 2032 | 2033 | 2034 | 2035 | 2036 | 2037 | 2038 | 2039 | 2040 | 2041 | 2042 | 2043 | 2044 | 2045 | 2046
Year of Plant Operation | 1 | 2 | 3 | 4 | 5 | 6 | 7 | 8 | 9 | 10 | 11 | 12 | 13 | 14 | 15 | 16 | 17 | 18 | 19 | 20 | 21 | 22 | 23 | 24 | 25
Energy Production (kWh) | 8259651.9109 | 8218353.6514 | 8199458.2833 | 8135757.1323 | 8094458.8727 | 8053160.6132 | 8033812.6614 | 7970564.094 | 7929265.8345 | 7887967.5749 | 7868167.0395 | 7805371.0558 | 7764072.7963 | 7722774.5367 | 7702521.4176 | 7640178.0176 | 7598879.7581 | 7557581.4985 | 7536875.7958 | 7474984.9794 | 7433686.7198 | 7392388.4603 | 7371230.1739 | 7309791.9412 | 7268493.6816
VDER Revenues:
Energy | 0 | 0 | 0 | 0 | 433554.6608 | 411233.1558 | 400983.5385 | 391303.2498 | 376878.4934 | 390761.8891 | 404694.4388 | 403577.9744 | 405183.1074 | 402535.0105 | 408301.5098 | 409813.4408 | 421071.0845 | 419212.8898 | 423300.931 | 435036.6842 | 441127.3129 | 447020.632 | 451898.958 | 463420.9058 | 478325.0855
Capacity | 0 | 0 | 0 | 0 | 25383.93 | 26614.133 | 27825.1747 | 25466.642 | 24845.5611 | 26463.2885 | 27852.6668 | 28299.9776 | 24292.7034 | 26184.6357 | 28119.0237 | 29706.3948 | 31451.1359 | 32220.6737 | 31890.0144 | 33109.8554 | 33330.766 | 33694.8676 | 34653.406 | 35723.6089 | 35851.5318
DRV Rate | 0 | 0 | 0 | 0 | 137578.7608 | 136496.7366 | 132804.2185 | 132983.8379 | 132669.0466 | 131495.1349 | 66498.4102 | 64690.7147 | 64348.4358 | 64424.8127 | 64026.4269 | 64928.7519 | 64398.4604 | 62637.0412 | 62702.2241 | 62534.1079 | 61961.0583 | 62822.9545 | 60925.6466 | 60583.3677 | 60635.1178
MTC or CC | 0 | 0 | 0 | 0 | 211143.9597 | 210066.6946 | 209562.0033 | 207912.1644 | 206834.8993 | 205757.6342 | 205241.1372 | 203603.104 | 202525.8389 | 201448.5738 | 200920.2712 | 199294.0436 | 198216.7785 | 197139.5134 | 196599.4051 | 194984.9832 | 193907.7181 | 192830.453 | 192278.5391 | 190675.9228 | 189598.6577
Community Adder/ICSA | 0 | 0 | 0 | 0 | 0 | 0 | 0 | 0 | 0 | 0 | 0 | 0 | 0 | 0 | 0 | 0 | 0 | 0 | 0 | 0 | 0 | 0 | 0 | 0 | 0
VDER Revenues Total | 0 | 0 | 0 | 0 | 807661.3114 | 784410.7201 | 771174.935 | 757665.8941 | 741228.0005 | 754477.9467 | 704286.653 | 700171.7706 | 696350.0854 | 694593.0326 | 701367.2316 | 703742.631 | 715137.4592 | 711210.1181 | 714492.5747 | 725665.6307 | 730326.8554 | 736368.9072 | 739756.5496 | 750403.8051 | 764410.3928
NEM Not Applicable
Net Metering Credits | 0 | 0 | 0 | 0 | 1133933.6536 | 1131177.0939 | 1131057.3035 | 1122907.0276 | 1102808.5374 | 1140322.6898 | 1174248.5153 | 1187345.6242 | 1204531.7833 | 1212038.4538 | 1232777.5073 | 1245225.2019 | 1272297.4647 | 1285171.5513 | 1302540.2973 | 1330202.5613 | 1350657.9097 | 1369630.3486 | 1384896.0136 | 1411073.3565 | 1451927.5237
NEM Revenues Total | 0 | 0 | 0 | 0 | 1133933.6536 | 1131177.0939 | 1131057.3035 | 1122907.0276 | 1102808.5374 | 1140322.6898 | 1174248.5153 | 1187345.6242 | 1204531.7833 | 1212038.4538 | 1232777.5073 | 1245225.2019 | 1272297.4647 | 1285171.5513 | 1302540.2973 | 1330202.5613 | 1350657.9097 | 1369630.3486 | 1384896.0136 | 1411073.3565 | 1451927.5237
Tier 1 Not Applicable
Energy | 0 | 0 | 0 | 0 | 421978.8604 | 399702.9158 | 389692.0789 | 379967.3106 | 365012.9472 | 377328.7978 | 390995.8382 | 388502.1592 | 389653.5763 | 385833.6361 | 391146.4393 | 391606.1752 | 401807.3104 | 398790.0348 | 402175.8924 | 412338.8106 | 417193.5166 | 422280.9372 | 426257.2257 | 435522.8494 | 449398.1134
Capacity | 0 | 0 | 0 | 0 | 26772.7673 | 27385.6378 | 27933.4495 | 24942.1846 | 23740.3846 | 24669.417 | 25331.3301 | 25110.3887 | 21029.0341 | 22113.9411 | 23168.397 | 23879.3131 | 24665.1836 | 24652.3752 | 23804.2773 | 24112.0261 | 23680.8807 | 23355.6762 | 23434.2334 | 23568.7356 | 23076.2274
Tier 1 Revenues Total | 0 | 0 | 0 | 0 | 448751.6277 | 427088.5536 | 417625.5284 | 404909.4952 | 388753.3317 | 401998.2148 | 416327.1683 | 413612.5479 | 410682.6104 | 407947.5772 | 414314.8363 | 415485.4883 | 426472.494 | 423442.41 | 425980.1697 | 436450.8368 | 440874.3974 | 445636.6133 | 449691.4591 | 459091.585 | 472474.3408
Income | 0 | 0 | 0 | 0 | 807661.3114 | 784410.7201 | 771174.935 | 757665.8941 | 741228.0005 | 754477.9467 | 704286.653 | 700171.7706 | 696350.0854 | 694593.0326 | 701367.2316 | 703742.631 | 715137.4592 | 711210.1181 | 714492.5747 | 725665.6307 | 730326.8554 | 736368.9072 | 739756.5496 | 750403.8051 | 764410.3928
Expense* | 0 | 0 | 0 | 0 | 172116.8212 | 176419.7418 | 180830.2353 | 185350.9912 | 189984.766 | 194734.3851 | 199602.7448 | 204592.8134 | 209707.6337 | 214950.3246 | 220324.0827 | 225832.1847 | 231477.9894 | 237264.9391 | 243196.5626 | 249276.4766 | 255508.3886 | 261896.0983 | 268443.5007 | 275154.5882 | 282033.453
Lease | 0 | 0 | 0 | 0 | 0 | 0 | 0 | 0 | 0 | 0 | 0 | 0 | 0 | 0 | 0 | 0 | 0 | 0 | 0 | 0 | 0 | 0 | 0 | 0 | 0
Decomissioning | 0 | 0 | 0 | 0 | 7814.164 | 7814.164 | 7814.164 | 7814.164 | 7814.164 | 7814.164 | 7814.164 | 7814.164 | 7814.164 | 7814.164 | 7814.164 | 7814.164 | 7814.164 | 7814.164 | 7814.164 | 7814.164 | 7814.164 | 7814.164 | 7814.164 | 7814.164 | 7814.164
Inverter (Solar Only) | 0 | 0 | 0 | 0 | 0 | 0 | 0 | 0 | 0 | 0 | 0 | 0 | 0 | 0 | 590438.996 | 0 | 0 | 0 | 0 | 0 | 0 | 0 | 0 | 0 | 0
Expenses | 0 | 0 | 0 | 0 | 179930.9853 | 184233.9058 | 188644.3994 | 193165.1553 | 197798.93 | 202548.5492 | 207416.9088 | 212406.9774 | 217521.7978 | 222764.4886 | 818577.2427 | 233646.3488 | 239292.1534 | 245079.1031 | 251010.7266 | 257090.6407 | 263322.5526 | 269710.2623 | 276257.6648 | 282968.7523 | 289847.617
EBITDA | 0 | 0 | 0 | 0 | 627730.3261 | 600176.8143 | 582530.5356 | 564500.7389 | 543429.0704 | 551929.3975 | 496869.7442 | 487764.7932 | 478828.2876 | 471828.544 | -117210.0111 | 470096.2823 | 475845.3058 | 466131.015 | 463481.848 | 468574.99 | 467004.3028 | 466658.6449 | 463498.8849 | 467435.0528 | 474562.7758
Discount Factor | 1.425 | 1.2663 | 1.1253 | 1 | 0.88865 | 0.7897 | 0.70177 | 0.62363 | 0.55419 | 0.49249 | 0.43765 | 0.38892 | 0.34561 | 0.30713 | 0.27293 | 0.24254 | 0.21554 | 0.19154 | 0.17021 | 0.15126 | 0.13442 | 0.11945 | 0.10615 | 0.094329 | 0.083826
Discounted Cash Flow | 0 | 0 | 0 | 0 | 557834.6086 | 473962.4145 | 408804.558 | 352041.5246 | 301165.0634 | 271817.613 | 217454.7829 | 189700.8194 | 165489.6742 | 144913.1033 | -31990.461 | 114018.4026 | 102561.95 | 89281.3658 | 78889.2631 | 70875.5788 | 62772.6901 | 55741.868 | 49199.7891 | 44092.8498 | 39780.7445
Present Value of Cash Flows: |  | 3758408.2028 |  | Value for Improvements and Land Necessary for Plant Operations
|  | 835.2018 |  | / kW AC
*Expense includes O&M, Insurance, Management.
Cash flows are expressed in Nominal Dollars.
Detailed Calculations
Model Factors
Discount Factor (Nominal) | 1.425 | 1.2663 | 1.1253 | 1 | 0.88865 | 0.7897 | 0.70177 | 0.62363 | 0.55419 | 0.49249 | 0.43765 | 0.38892 | 0.34561 | 0.30713 | 0.27293 | 0.24254 | 0.21554 | 0.19154 | 0.17021 | 0.15126 | 0.13442 | 0.11945 | 0.10615 | 0.094329 | 0.083826
Discount Factor (Real) | 1.3232 | 1.2053 | 1.0979 | 1 | 0.91087 | 0.82968 | 0.75573 | 0.68837 | 0.62702 | 0.57113 | 0.52023 | 0.47386 | 0.43162 | 0.39315 | 0.35811 | 0.32619 | 0.29712 | 0.27064 | 0.24651 | 0.22454 | 0.20453 | 0.1863 | 0.16969 | 0.15457 | 0.14079
Cash Flow Deflation Factor | 1.0769 | 1.0506 | 1.025 | 1 | 0.97561 | 0.95181 | 0.9286 | 0.90595 | 0.88385 | 0.8623 | 0.84127 | 0.82075 | 0.80073 | 0.7812 | 0.76214 | 0.74356 | 0.72542 | 0.70773 | 0.69047 | 0.67362 | 0.6572 | 0.64117 | 0.62553 | 0.61027 | 0.59539
Cost Data Inflation Factor | 0.9286 | 0.95181 | 0.97561 | 1 | 1.025 | 1.0506 | 1.0769 | 1.1038 | 1.1314 | 1.1597 | 1.1887 | 1.2184 | 1.2489 | 1.2801 | 1.3121 | 1.3449 | 1.3785 | 1.413 | 1.4483 | 1.4845 | 1.5216 | 1.5597 | 1.5987 | 1.6386 | 1.6796
DRV Rate Inflation Factor | 0.9286 | 0.95181 | 0.97561 | 1 | 1.025 | 1.0506 | 1.0769 | 1.1038 | 1.1314 | 1.1597 | 1.1887 | 1.2184 | 1.2489 | 1.2801 | 1.3121 | 1.3449 | 1.3785 | 1.413 | 1.4483 | 1.4845 | 1.5216 | 1.5597 | 1.5987 | 1.6386 | 1.6796
Market Data Inflation Factor | 0.9286 | 0.95181 | 0.97561 | 1 | 1.025 | 1.0506 | 1.0769 | 1.1038 | 1.1314 | 1.1597 | 1.1887 | 1.2184 | 1.2489 | 1.2801 | 1.3121 | 1.3449 | 1.3785 | 1.413 | 1.4483 | 1.4845 | 1.5216 | 1.5597 | 1.5987 | 1.6386 | 1.6796
Production Calculations (Generation)
System Size (kW AC) | 4500
Zone Capacity Factor | 20.95%
Degradation Rate | 0.5%
Degradation Factor | 1 | 0.995 | 0.99 | 0.985 | 0.98 | 0.975 | 0.97 | 0.965 | 0.96 | 0.955 | 0.95 | 0.945 | 0.94 | 0.935 | 0.93 | 0.925 | 0.92 | 0.915 | 0.91 | 0.905 | 0.9 | 0.895 | 0.89 | 0.885 | 0.88
Days per year | 365 | 365 | 366 | 365 | 365 | 365 | 366 | 365 | 365 | 365 | 366 | 365 | 365 | 365 | 366 | 365 | 365 | 365 | 366 | 365 | 365 | 365 | 366 | 365 | 365
Energy Production (kWh) | 8259651.9109 | 8218353.6514 | 8199458.2833 | 8135757.1323 | 8094458.8727 | 8053160.6132 | 8033812.6614 | 7970564.094 | 7929265.8345 | 7887967.5749 | 7868167.0395 | 7805371.0558 | 7764072.7963 | 7722774.5367 | 7702521.4176 | 7640178.0176 | 7598879.7581 | 7557581.4985 | 7536875.7958 | 7474984.9794 | 7433686.7198 | 7392388.4603 | 7371230.1739 | 7309791.9412 | 7268493.6816
Production Calculations (Storage)
System Size (kW) | 2500
Degradation Rate | 2%
Degradation Factor | 1 | 0.98 | 0.96 | 0.94 | 0.92 | 0.9 | 0.88 | 0.86 | 0.84 | 0.82 | 0.8 | 0.78 | 0.76 | 0.74 | 0.72
Energy Production (kW) | 2500 | 2450 | 2400 | 2350 | 2300 | 2250 | 2200 | 2150 | 2100 | 2050 | 2000 | 1950 | 1900 | 1850 | 1800
Storage:Solar Ratio | 0.55 | 0.55 | 0.55 | 0.55 | 0.5 | 0.5 | 0.5 | 0.5 | 0.5 | 0.5 | 0.45 | 0.45 | 0.45 | 0.45 | 0.45
Energy Revenue Adjustor | 1 | 1 | 1 | 1 | 1 | 1 | 1 | 1 | 1 | 1 | 1 | 1 | 1 | 1 | 1 | 1 | 1 | 1 | 1 | 1 | 1 | 1 | 1 | 1 | 1
Capacity Revenue Adjustor | 1 | 1 | 1 | 1 | 1 | 1 | 1 | 1 | 1 | 1 | 1 | 1 | 1 | 1 | 1 | 1 | 1 | 1 | 1 | 1 | 1 | 1 | 1 | 1 | 1
DRV Revenue Adjustor | 1 | 1 | 1 | 1 | 1 | 1 | 1 | 1 | 1 | 1 | 1 | 1 | 1 | 1 | 1 | 1 | 1 | 1 | 1 | 1 | 1 | 1 | 1 | 1 | 1
VDER Energy Revenue Calculations
Utility Loss Adjustment | 1.084
Fraction of Credits | 92.5%
Gen-Wtd Price ($/MWh) | 0 | 0 | 0 | 0 | 52.1148 | 48.4733 | 46.2234 | 44.3566 | 41.8965 | 42.6023 | 43.1535 | 42.3226 | 41.675 | 40.6088 | 40.2916 | 39.7764 | 40.0889 | 39.1513 | 38.6749 | 39.0987 | 38.894 | 38.6672 | 38.2452 | 38.5853 | 39.0757
Annual VDER Energy Revenue
Nominal $ | 0 | 0 | 0 | 0 | 433554.6608 | 411233.1558 | 400983.5385 | 391303.2498 | 376878.4934 | 390761.8891 | 404694.4388 | 403577.9744 | 405183.1074 | 402535.0105 | 408301.5098 | 409813.4408 | 421071.0845 | 419212.8898 | 423300.931 | 435036.6842 | 441127.3129 | 447020.632 | 451898.958 | 463420.9058 | 478325.0855
Real 2025 $ | 0 | 0 | 0 | 0 | 422980.1569 | 391417.6379 | 372353.0777 | 354501.4315 | 333105.6723 | 336952.7523 | 340455.3622 | 331235.2385 | 324441.6058 | 314459.7068 | 311184.8652 | 304719.1957 | 305453.5443 | 296688.363 | 292274.7131 | 293051.5574 | 289906.6896 | 286614.39 | 282675.3232 | 282812.3131 | 284788.196
VDER Capacity Revenue Calculations
Fraction of Credits | 92.5%
System Size (kW AC) | 4500 | ICAP
Degradation Factor | 1 | 0.995 | 0.99 | 0.985 | 0.98 | 0.975 | 0.97 | 0.965 | 0.96 | 0.955 | 0.95 | 0.945 | 0.94 | 0.935 | 0.93 | 0.925 | 0.92 | 0.915 | 0.91 | 0.905 | 0.9 | 0.895 | 0.89 | 0.885 | 0.88
UCAP-Adjusted Price | 0 | 0 | 0 | 0 | 6.0709 | 6.2417 | 6.3994 | 5.7437 | 5.4955 | 5.7404 | 5.9255 | 5.9049 | 4.9714 | 5.2558 | 5.5361 | 5.7368 | 5.9578 | 5.9872 | 5.813 | 5.9207 | 5.8471 | 5.7991 | 5.8512 | 5.9181 | 5.8273
Annual VDER Capacity Revenue
Nominal $ | 0 | 0 | 0 | 0 | 25383.93 | 26614.133 | 27825.1747 | 25466.642 | 24845.5611 | 26463.2885 | 27852.6668 | 28299.9776 | 24292.7034 | 26184.6357 | 28119.0237 | 29706.3948 | 31451.1359 | 32220.6737 | 31890.0144 | 33109.8554 | 33330.766 | 33694.8676 | 34653.406 | 35723.6089 | 35851.5318
Real 2025 $ | 0 | 0 | 0 | 0 | 24764.8098 | 25331.715 | 25838.4408 | 23071.5207 | 21959.8557 | 22819.2107 | 23431.4803 | 23227.1096 | 19451.8566 | 20455.3955 | 21430.7672 | 22088.3647 | 22815.2948 | 22803.447 | 22018.9565 | 22303.6242 | 21904.8147 | 21604.0004 | 21676.6659 | 21801.0805 | 21345.5104
VDER Demand Reduction Value Calculations
Fraction of Credits | 92.5%
System Size (kW AC) | 4500
Utility Name | National Grid
DRV Rate (Years 1-10) | 0.21
DRV Renew Rate (Years >10) | 50%
System Year | 1 | 2 | 3 | 4 | 5 | 6 | 7 | 8 | 9 | 10 | 11 | 12 | 13 | 14 | 15 | 16 | 17 | 18 | 19 | 20 | 21 | 22 | 23 | 24 | 25
Degradation Factor | 1 | 0.995 | 0.99 | 0.985 | 0.98 | 0.975 | 0.97 | 0.965 | 0.96 | 0.955 | 0.95 | 0.945 | 0.94 | 0.935 | 0.93 | 0.925 | 0.92 | 0.915 | 0.91 | 0.905 | 0.9 | 0.895 | 0.89 | 0.885 | 0.88
DRV kWh/yr/kW | 0 | 0 | 0 | 0 | 160.6023 | 160.1563 | 156.627 | 157.6515 | 158.0974 | 157.5189 | 160.1563 | 156.627 | 156.627 | 157.6515 | 157.5189 | 160.6023 | 160.1563 | 156.627 | 157.6515 | 158.0974 | 157.5189 | 160.6023 | 156.627 | 156.627 | 157.6515
DRV Rate, $/kWh | 0 | 0 | 0 | 0.21 | 0.21 | 0.21 | 0.21 | 0.21 | 0.21 | 0.21 | 0.105 | 0.105 | 0.105 | 0.105 | 0.105 | 0.105 | 0.105 | 0.105 | 0.105 | 0.105 | 0.105 | 0.105 | 0.105 | 0.105 | 0.105
Annual VDER Demand Reduction Value Revenue
Nominal $ | 0 | 0 | 0 | 0 | 137578.7608 | 136496.7366 | 132804.2185 | 132983.8379 | 132669.0466 | 131495.1349 | 66498.4102 | 64690.7147 | 64348.4358 | 64424.8127 | 64026.4269 | 64928.7519 | 64398.4604 | 62637.0412 | 62702.2241 | 62534.1079 | 61961.0583 | 62822.9545 | 60925.6466 | 60583.3677 | 60635.1178
Real 2025 $ | 0 | 0 | 0 | 0 | 134223.1813 | 129919.559 | 123321.919 | 120476.7937 | 117260.1057 | 113387.8427 | 55942.8007 | 53094.6822 | 51525.6175 | 50328.5607 | 48797.4072 | 48278.1556 | 46715.9553 | 44329.9375 | 43293.7261 | 42124.5343 | 40720.5013 | 40279.9368 | 38110.6806 | 36972.2689 | 36101.3176
VDER MTC/CC Revenue Calculations
Fraction of Credits | 92.5%
System Age | 4
MTC/CC Rate, $/kWh | 0.0282
MTC/CC Term | 25
Annual VDER MTC/CC Revenue
Nominal $ | 0 | 0 | 0 | 0 | 211143.9597 | 210066.6946 | 209562.0033 | 207912.1644 | 206834.8993 | 205757.6342 | 205241.1372 | 203603.104 | 202525.8389 | 201448.5738 | 200920.2712 | 199294.0436 | 198216.7785 | 197139.5134 | 196599.4051 | 194984.9832 | 193907.7181 | 192830.453 | 192278.5391 | 190675.9228 | 189598.6577
Real 2025 $ | 0 | 0 | 0 | 0 | 205994.107 | 199944.5041 | 194599.1528 | 188358.1594 | 182811.9126 | 177424.1631 | 172662.2336 | 167106.5494 | 162168.1832 | 157371.3039 | 153130.3363 | 148186.259 | 143790.4899 | 139520.995 | 135745.1177 | 131346.7463 | 127435.1939 | 123636.3127 | 120275.5555 | 116363.9752 | 112884.4406
VDER Community Adder/Inclusive Community Solar Adder Revenue Calculations
Fraction of Credits | 92.5%
System Age | 4
Community Adder Payment | 0
CA Payment Fractions | 50% | 25% | 25% | 0% | 0% | 0% | 0% | 0% | 0% | 0% | 0% | 0% | 0% | 0% | 0% | 0% | 0% | 0% | 0% | 0% | 0% | 0% | 0% | 0% | 0%
Annual VDER Community Adder Revenue
Nominal $ | 0 | 0 | 0 | 0 | 0 | 0 | 0 | 0 | 0 | 0 | 0 | 0 | 0 | 0 | 0 | 0 | 0 | 0 | 0 | 0 | 0 | 0 | 0 | 0 | 0
Real 2025 $ | 0 | 0 | 0 | 0 | 0 | 0 | 0 | 0 | 0 | 0 | 0 | 0 | 0 | 0 | 0 | 0 | 0 | 0 | 0 | 0 | 0 | 0 | 0 | 0 | 0
NEM Net Metering Credit Revenue Calculations
Fraction of Credits | 92.5%
Residential Share | 85%
Residential Credit Rate | 0 | 0 | 0 | 0 | 0.15988 | 0.15668 | 0.1535 | 0.15017 | 0.14511 | 0.14697 | 0.14793 | 0.14718 | 0.14651 | 0.14477 | 0.1441 | 0.14324 | 0.14353 | 0.14234 | 0.14125 | 0.14183 | 0.14133 | 0.14067 | 0.13931 | 0.13961 | 0.14082
Commercial Credit Rate | 0 | 0 | 0 | 0 | 0.079034 | 0.075705 | 0.072392 | 0.068921 | 0.063657 | 0.065593 | 0.066592 | 0.065809 | 0.06511 | 0.063295 | 0.062597 | 0.061711 | 0.062014 | 0.060773 | 0.05963 | 0.060241 | 0.05972 | 0.059031 | 0.057611 | 0.057927 | 0.059187
Annual NEM Net Metering Credit Revenue
Nominal $ | 0 | 0 | 0 | 0 | 1133933.6536 | 1131177.0939 | 1131057.3035 | 1122907.0276 | 1102808.5374 | 1140322.6898 | 1174248.5153 | 1187345.6242 | 1204531.7833 | 1212038.4538 | 1232777.5073 | 1245225.2019 | 1272297.4647 | 1285171.5513 | 1302540.2973 | 1330202.5613 | 1350657.9097 | 1369630.3486 | 1384896.0136 | 1411073.3565 | 1451927.5237
Real 2025 $ | 0 | 0 | 0 | 0 | 1106276.7352 | 1076670.6426 | 1050299.1457 | 1017298.3457 | 974722.0542 | 983296.6816 | 987854.4533 | 974509.8495 | 964502.7616 | 946842.5029 | 939554.9448 | 925894.5271 | 922950.5048 | 909550.8581 | 899359.2117 | 896057.6119 | 887645.7021 | 878160.2879 | 866290.8409 | 861137.0677 | 864457.7355
Tier 1 Energy Revenue Calculations
System Size (kW AC) | 4500
Gen-Wtd Price ($/MWh) | 0 | 0 | 0 | 0 | 50.8603 | 47.2415 | 45.0431 | 43.1879 | 40.687 | 41.2488 | 41.8053 | 40.8516 | 40.186 | 39.0291 | 38.7029 | 38.1118 | 38.3582 | 37.3446 | 36.844 | 37.1588 | 36.8831 | 36.6258 | 36.1725 | 36.3604 | 36.8117
Annual Tier 1 Energy Revenue
Nominal $ | 0 | 0 | 0 | 0 | 421978.8604 | 399702.9158 | 389692.0789 | 379967.3106 | 365012.9472 | 377328.7978 | 390995.8382 | 388502.1592 | 389653.5763 | 385833.6361 | 391146.4393 | 391606.1752 | 401807.3104 | 398790.0348 | 402175.8924 | 412338.8106 | 417193.5166 | 422280.9372 | 426257.2257 | 435522.8494 | 449398.1134
Real 2025 $ | 0 | 0 | 0 | 0 | 411686.693 | 380442.9894 | 361867.8349 | 344231.63 | 322618.2584 | 325369.4397 | 328931.2057 | 318861.8149 | 312006.6698 | 301412.6199 | 298110.2178 | 291181.0762 | 291479.21 | 282234.553 | 277688.6015 | 277761.7039 | 274177.517 | 270752.1411 | 266635.709 | 265786.9399 | 267565.4735
Tier 1 Capacity Revenue Calculation
System Age | 4
System Size (kW AC) | 4500
Degradation Factor | 1 | 0.995 | 0.99 | 0.985 | 0.98 | 0.975 | 0.97 | 0.965 | 0.96 | 0.955 | 0.95 | 0.945 | 0.94 | 0.935 | 0.93 | 0.925 | 0.92 | 0.915 | 0.91 | 0.905 | 0.9 | 0.895 | 0.89 | 0.885 | 0.88
UCAP-Adjusted Price | 0 | 0 | 0 | 0 | 6.0709 | 6.2417 | 6.3994 | 5.7437 | 5.4955 | 5.7404 | 5.9255 | 5.9049 | 4.9714 | 5.2558 | 5.5361 | 5.7368 | 5.9578 | 5.9872 | 5.813 | 5.9207 | 5.8471 | 5.7991 | 5.8512 | 5.9181 | 5.8273
Annual Tier 1 Capacity Revenue
Nominal $ | 0 | 0 | 0 | 0 | 26772.7673 | 27385.6378 | 27933.4495 | 24942.1846 | 23740.3846 | 24669.417 | 25331.3301 | 25110.3887 | 21029.0341 | 22113.9411 | 23168.397 | 23879.3131 | 24665.1836 | 24652.3752 | 23804.2773 | 24112.0261 | 23680.8807 | 23355.6762 | 23434.2334 | 23568.7356 | 23076.2274
Real 2025 $ | 0 | 0 | 0 | 0 | 26119.773 | 26066.0443 | 25938.9848 | 22596.3882 | 20983.0407 | 21272.361 | 21310.3673 | 20609.2654 | 16838.544 | 17275.3754 | 17657.6729 | 17755.6038 | 17892.6268 | 17447.1564 | 16436.0336 | 16242.462 | 15562.9578 | 14974.8633 | 14658.7625 | 14383.3145 | 13739.2693
Operating Expense Calculations
Plant Type | Solar - Tracking
Revenue Type | VDER - Value of Distributed Energy Resources
System Size (kW AC) | 4500
System Age | 4
BESS System Size (kW AC) | 0
BESS System Age | 0
NY Adjusted Base OpEx Rate | 13.9859 | $2022/kW-year
Subscriber Management Costs (VDER and NEM Only) | 23.3294 | $2022/kW-year
Final OpEx Rate | 37.3153 | $2022/kW-year
Mandatory Host Community Benefit Act Payment | 0 | /kW-year for first 10 years of operation
Annual Operating Expense
Nominal $ | 0 | 0 | 0 | 0 | 172116.8212 | 176419.7418 | 180830.2353 | 185350.9912 | 189984.766 | 194734.3851 | 199602.7448 | 204592.8134 | 209707.6337 | 214950.3246 | 220324.0827 | 225832.1847 | 231477.9894 | 237264.9391 | 243196.5626 | 249276.4766 | 255508.3886 | 261896.0983 | 268443.5007 | 275154.5882 | 282033.453
Real 2025 $ | 0 | 0 | 0 | 0 | 167918.85 | 167918.85 | 167918.85 | 167918.85 | 167918.85 | 167918.85 | 167918.85 | 167918.85 | 167918.85 | 167918.85 | 167918.85 | 167918.85 | 167918.85 | 167918.85 | 167918.85 | 167918.85 | 167918.85 | 167918.85 | 167918.85 | 167918.85 | 167918.85
Ground Lease Expense Calculations
System Age | 4
Annual Ground Lease | 0
Ground Lease Escalation | 0%
Annual Ground Lease Expense
Nominal $ | 0 | 0 | 0 | 0 | 0 | 0 | 0 | 0 | 0 | 0 | 0 | 0 | 0 | 0 | 0 | 0 | 0 | 0 | 0 | 0 | 0 | 0 | 0 | 0 | 0
Real 2025 $ | 0 | 0 | 0 | 0 | 0 | 0 | 0 | 0 | 0 | 0 | 0 | 0 | 0 | 0 | 0 | 0 | 0 | 0 | 0 | 0 | 0 | 0 | 0 | 0 | 0
Decommissioning Expense Calculations
System Size (kW AC) | 4500
System Age | 4
Decom Cost per kW/yr | 1.87
COD Inflation Adjustment | 0.9286
Annual Decommissioning Expense
Nominal $ | 0 | 0 | 0 | 0 | 7814.164 | 7814.164 | 7814.164 | 7814.164 | 7814.164 | 7814.164 | 7814.164 | 7814.164 | 7814.164 | 7814.164 | 7814.164 | 7814.164 | 7814.164 | 7814.164 | 7814.164 | 7814.164 | 7814.164 | 7814.164 | 7814.164 | 7814.164 | 7814.164
Real 2025 $ | 0 | 0 | 0 | 0 | 7623.5747 | 7437.6338 | 7256.2281 | 7079.247 | 6906.5824 | 6738.1292 | 6573.7846 | 6413.4483 | 6257.0228 | 6104.4125 | 5955.5244 | 5810.2677 | 5668.5538 | 5530.2964 | 5395.4111 | 5263.8157 | 5135.43 | 5010.1756 | 4887.9762 | 4768.7573 | 4652.4461
Inverter Replacement Expense Calculations
Inverter Size (kW) | 4500
Inverter Age | 4
Replacement Cycle | 15
Replacement Cost ($/kW) | 100
Annual Inverter Replacement Expense
Nominal $ | 0 | 0 | 0 | 0 | 0 | 0 | 0 | 0 | 0 | 0 | 0 | 0 | 0 | 0 | 590438.996 | 0 | 0 | 0 | 0 | 0 | 0 | 0 | 0 | 0 | 0
Real 2025 $ | 0 | 0 | 0 | 0 | 0 | 0 | 0 | 0 | 0 | 0 | 0 | 0 | 0 | 0 | 450000 | 0 | 0 | 0 | 0 | 0 | 0 | 0 | 0 | 0 | 0
Total Cash Flows
VDER Total Cash Flow
Nominal $ | 0 | 0 | 0 | 0 | 627730.3261 | 600176.8143 | 582530.5356 | 564500.7389 | 543429.0704 | 551929.3975 | 496869.7442 | 487764.7932 | 478828.2876 | 471828.544 | -117210.0111 | 470096.2823 | 475845.3058 | 466131.015 | 463481.848 | 468574.99 | 467004.3028 | 466658.6449 | 463498.8849 | 467435.0528 | 474562.7758
Real 2025 $ | 0 | 0 | 0 | 0 | 612419.8303 | 571256.9321 | 540937.5122 | 511409.8084 | 480312.1139 | 475926.9897 | 417999.2421 | 400331.2814 | 383411.3903 | 368591.7045 | -89330.9984 | 349542.8572 | 345187.8805 | 329893.5961 | 320018.2523 | 315643.7965 | 306912.9194 | 299205.6144 | 289931.399 | 285262.0304 | 282548.1684
NEM Total Cash Flow
Nominal $ | 0 | 0 | 0 | 0 | 954002.6683 | 946943.1881 | 942412.9041 | 929741.8724 | 905009.6074 | 937774.1406 | 966831.6065 | 974938.6468 | 987009.9856 | 989273.9652 | 414200.2645 | 1011578.8531 | 1033005.3113 | 1040092.4482 | 1051529.5707 | 1073111.9206 | 1087335.3571 | 1099920.0863 | 1108638.3489 | 1128104.6042 | 1162079.9067
Real 2025 $ | 0 | 0 | 0 | 0 | 930734.3105 | 901314.1588 | 875124.0676 | 842300.2488 | 799896.6218 | 808639.7024 | 813361.8187 | 800177.5511 | 790326.8888 | 772819.2405 | 315680.5704 | 752165.4094 | 749363.101 | 736101.7117 | 726044.9506 | 722874.9461 | 714591.4221 | 705231.2623 | 693484.0147 | 688449.4605 | 691886.4394
Tier 1 Total Cash Flow
Nominal $ | 0 | 0 | 0 | 0 | 268820.6424 | 242854.6477 | 228981.1291 | 211744.3399 | 190954.4017 | 199449.6656 | 208910.2595 | 201205.5705 | 193160.8127 | 185183.0886 | -404262.4064 | 181839.1395 | 187180.3406 | 178363.3069 | 174969.4431 | 179360.1961 | 177551.8448 | 175926.351 | 173433.7943 | 176122.8327 | 182626.7238
Real 2025 $ | 0 | 0 | 0 | 0 | 262264.0414 | 231152.5499 | 212631.7416 | 191829.9213 | 168775.8667 | 171984.8215 | 175748.9385 | 165138.782 | 154669.3411 | 144664.7329 | -308106.4837 | 135207.5623 | 135784.433 | 126232.563 | 120810.3739 | 120821.5002 | 116686.1948 | 112797.9788 | 108487.6453 | 107482.6472 | 108733.4468

## ModelFactors
Valuation Group | Revenue Type | Plant Type | NYISO Zone | Group-Zone | CapFactor | Plant Type | Revenue Type | U.S. Base OpEx Rate ($2022/kWac) | Labor Cost Fraction (%) | Labor Cost Multiplier (%) | NY Adjusted Base OpEx Rate ($2022/kWac) | Utility | Loss Adjustment Factor | DRV Rate ($2022/kWh) Phase 2 | Maximum MTC/CC Rate ($2022/kWh) | ValGroup # | Revenue Type | Plant Type | NYISO Name | NYISO Letter | Year | Days | Cash Flow Types | Hybrid Revenue Multipliers | Tier 1 | Tier 1 | Tier 1 | Tier 1 | Tier 1 | Tier 1 | Tier 1 | Tier 1 | Tier 1 | Tier 1 | Tier 1 | Tier 1 | Tier 1 | Tier 1 | Tier 1 | Tier 1 | Tier 1 | Tier 1 | Tier 1 | Tier 1 | Tier 1 | Tier 1 | VDER - Value of Distributed Energy Resources | VDER - Value of Distributed Energy Resources | VDER - Value of Distributed Energy Resources | VDER - Value of Distributed Energy Resources | VDER - Value of Distributed Energy Resources | VDER - Value of Distributed Energy Resources | VDER - Value of Distributed Energy Resources | VDER - Value of Distributed Energy Resources | VDER - Value of Distributed Energy Resources | VDER - Value of Distributed Energy Resources | VDER - Value of Distributed Energy Resources | VDER - Value of Distributed Energy Resources | VDER - Value of Distributed Energy Resources | VDER - Value of Distributed Energy Resources | VDER - Value of Distributed Energy Resources | VDER - Value of Distributed Energy Resources | VDER - Value of Distributed Energy Resources | VDER - Value of Distributed Energy Resources | VDER - Value of Distributed Energy Resources | VDER - Value of Distributed Energy Resources | VDER - Value of Distributed Energy Resources | VDER - Value of Distributed Energy Resources | VDER - Value of Distributed Energy Resources | VDER - Value of Distributed Energy Resources | VDER - Value of Distributed Energy Resources | VDER - Value of Distributed Energy Resources | VDER - Value of Distributed Energy Resources | VDER - Value of Distributed Energy Resources | VDER - Value of Distributed Energy Resources | VDER - Value of Distributed Energy Resources | VDER - Value of Distributed Energy Resources | VDER - Value of Distributed Energy Resources | VDER - Value of Distributed Energy Resources
1 | VDER - Value of Distributed Energy Resources | Solar - Tracking | A | 1 - A | 0.21011 | [6 empty] | Central Hudson | 1.0264 | 0.05 | 0.0599 | 1 | VDER - Value of Distributed Energy Resources | Solar - Tracking | A - West | A | 2000 | 366 | Nominal Dollars |  | Capacity Revenue Adjustor | Capacity Revenue Adjustor | Capacity Revenue Adjustor | Capacity Revenue Adjustor | Capacity Revenue Adjustor | Capacity Revenue Adjustor | Capacity Revenue Adjustor | Capacity Revenue Adjustor | Capacity Revenue Adjustor | Capacity Revenue Adjustor | Capacity Revenue Adjustor | Energy Revenue Adjustor | Energy Revenue Adjustor | Energy Revenue Adjustor | Energy Revenue Adjustor | Energy Revenue Adjustor | Energy Revenue Adjustor | Energy Revenue Adjustor | Energy Revenue Adjustor | Energy Revenue Adjustor | Energy Revenue Adjustor | Energy Revenue Adjustor | Energy Revenue Adjustor | Energy Revenue Adjustor | Energy Revenue Adjustor | Energy Revenue Adjustor | Energy Revenue Adjustor | Energy Revenue Adjustor | Energy Revenue Adjustor | Energy Revenue Adjustor | Energy Revenue Adjustor | Energy Revenue Adjustor | Energy Revenue Adjustor | Capacity Revenue Adjustor | Capacity Revenue Adjustor | Capacity Revenue Adjustor | Capacity Revenue Adjustor | Capacity Revenue Adjustor | Capacity Revenue Adjustor | Capacity Revenue Adjustor | Capacity Revenue Adjustor | Capacity Revenue Adjustor | Capacity Revenue Adjustor | Capacity Revenue Adjustor | DRV Revenue Adjustor | DRV Revenue Adjustor | DRV Revenue Adjustor | DRV Revenue Adjustor | DRV Revenue Adjustor | DRV Revenue Adjustor | DRV Revenue Adjustor | DRV Revenue Adjustor | DRV Revenue Adjustor | DRV Revenue Adjustor | DRV Revenue Adjustor
1 | VDER - Value of Distributed Energy Resources | Solar - Tracking | B | 1 - B | 0.1971 | Solar - Tracking | Tier 1 | 12.92 | 30% | 125% | 13.889 | ConEd (11am-3pm) | 1.0627 | 0.854 | 0.12 | 2 | VDER - Value of Distributed Energy Resources | Solar - Fixed | B - Genesee | B | 2001 | 365 | Real 2025 Dollars | Year | 0.7 | 0.65 | 0.6 | 0.55 | 0.5 | 0.45 | 0.4 | 0.35 | 0.3 | 0.25 | 0.2 | 0.7 | 0.65 | 0.6 | 0.55 | 0.5 | 0.45 | 0.4 | 0.35 | 0.3 | 0.25 | 0.2 | 0.7 | 0.65 | 0.6 | 0.55 | 0.5 | 0.45 | 0.4 | 0.35 | 0.3 | 0.25 | 0.2 | 0.7 | 0.65 | 0.6 | 0.55 | 0.5 | 0.45 | 0.4 | 0.35 | 0.3 | 0.25 | 0.2 | 0.7 | 0.65 | 0.6 | 0.55 | 0.5 | 0.45 | 0.4 | 0.35 | 0.3 | 0.25 | 0.2
1 | VDER - Value of Distributed Energy Resources | Solar - Tracking | C | 1 - C | 0.19951 | Solar - Fixed | Tier 1 | 12.0802 | 30% | 125% | 12.9862 | ConEd (2pm-6pm) | 1.0627 | 0.854 | 0.12 | 3 | VDER - Value of Distributed Energy Resources | Hybrid Solar Plus Storage | C - Central | C | 2002 | 365 |  | 2023 | 2.0205 | 2.1597 | 2.2984 | 2.4376 | 2.5764 | 2.3543 | 2.1314 | 1.9092 | 1.6863 | 1.464 | 1.2416 | 1.3726 | 1.3471 | 1.3215 | 1.2961 | 1.2705 | 1.2445 | 1.2189 | 1.1933 | 1.167 | 1.1417 | 1.116 | 1.0527 | 1.0481 | 1.0443 | 1.0392 | 1.0349 | 1.0305 | 1.0267 | 1.0221 | 1.0177 | 1.0131 | 1.0087 | 1.8741 | 1.8078 | 1.7433 | 1.6753 | 1.6083 | 1.5438 | 1.4787 | 1.4154 | 1.371 | 1.3253 | 1.2803 | 1.7718 | 1.708 | 1.6451 | 1.5796 | 1.5146 | 1.4522 | 1.3895 | 1.3249 | 1.2617 | 1.1969 | 1.1331
1 | VDER - Value of Distributed Energy Resources | Solar - Tracking | D | 1 - D | 0.20455 | Solar - Fixed | NEM - Net Energy Metering | 12.92 | 33% | 125% | 13.9859 | ConEd (4pm-8pm) | 1.0627 | 0.854 | 0.12 | 4 | NEM - Net Energy Metering | Solar - Fixed | D - North | D | 2003 | 365 |  | 2024 | 2.0341 | 2.175 | 2.3153 | 2.4562 | 2.5966 | 2.372 | 2.1466 | 1.9217 | 1.6962 | 1.4712 | 1.2462 | 1.3654 | 1.3403 | 1.3151 | 1.2903 | 1.2651 | 1.2399 | 1.2147 | 1.1894 | 1.1638 | 1.139 | 1.1138 | 1.0538 | 1.0491 | 1.045 | 1.0399 | 1.0357 | 1.0311 | 1.027 | 1.0223 | 1.0178 | 1.0131 | 1.0086 | 1.7421 | 1.6793 | 1.6184 | 1.5542 | 1.491 | 1.4301 | 1.3688 | 1.3116 | 1.2782 | 1.244 | 1.2102 | 1.7861 | 1.7208 | 1.6566 | 1.5892 | 1.5224 | 1.4587 | 1.3949 | 1.3284 | 1.2638 | 1.1974 | 1.1321
1 | VDER - Value of Distributed Energy Resources | Solar - Tracking | E | 1 - E | 0.19951 | Solar - Tracking | VDER - Value of Distributed Energy Resources | 12.92 | 33% | 125% | 13.9859 | ConEd (7pm-11pm) | 1.0627 | 0.854 | 0.12 | 5 | Tier 1 | Solar - Tracking | E - Mohawk Valley | E | 2004 | 366 |  | 2025 | 2.0583 | 2.203 | 2.347 | 2.4917 | 2.6357 | 2.405 | 2.1737 | 1.943 | 1.7117 | 1.4807 | 1.2497 | 1.3573 | 1.333 | 1.3083 | 1.284 | 1.2593 | 1.2347 | 1.21 | 1.1853 | 1.1603 | 1.136 | 1.1113 | 1.0563 | 1.0513 | 1.047 | 1.0417 | 1.037 | 1.0323 | 1.028 | 1.023 | 1.0183 | 1.0133 | 1.0087 | 1.6483 | 1.588 | 1.5293 | 1.4677 | 1.407 | 1.3483 | 1.2893 | 1.2337 | 1.2087 | 1.183 | 1.1577 | 1.8013 | 1.7343 | 1.6687 | 1.5997 | 1.5313 | 1.466 | 1.4007 | 1.3323 | 1.2663 | 1.1983 | 1.1313
1 | VDER - Value of Distributed Energy Resources | Solar - Tracking | F | 1 - F | 0.20953 | Solar - Fixed | VDER - Value of Distributed Energy Resources | 12.0802 | 33% | 125% | 13.0768 | National Grid | 1.084 | 0.21 | 0.0282 | 6 | Tier 1 | Solar - Fixed | F - Capital | F | 2005 | 365 |  | 2026 | 1.969 | 2.101 | 2.233 | 2.365 | 2.497 | 2.286 | 2.074 | 1.863 | 1.651 | 1.44 | 1.229 | 1.395 | 1.368 | 1.341 | 1.314 | 1.287 | 1.259 | 1.232 | 1.205 | 1.177 | 1.15 | 1.123 | 1.048 | 1.044 | 1.041 | 1.036 | 1.032 | 1.028 | 1.025 | 1.021 | 1.017 | 1.013 | 1.009 | 2.232 | 2.156 | 2.082 | 2.004 | 1.927 | 1.853 | 1.778 | 1.701 | 1.626 | 1.549 | 1.473 | 1.728 | 1.669 | 1.61 | 1.55 | 1.49 | 1.432 | 1.373 | 1.314 | 1.255 | 1.195 | 1.136
1 | VDER - Value of Distributed Energy Resources | Solar - Tracking | G | 1 - G | 0.21288 | Land-Based Wind | Tier 1 | 24.87 | 10% | 125% | 25.4918 | NYSEG | 1.0728 | 0.089 | 0.0314 | 7 | Tier 1 | Hybrid Solar Plus Storage | G - Hudson Valley | G | 2006 | 365 |  | 2027 | 2.075 | 2.221 | 2.366 | 2.512 | 2.657 | 2.425 | 2.192 | 1.959 | 1.726 | 1.493 | 1.26 | 1.344 | 1.32 | 1.296 | 1.273 | 1.249 | 1.226 | 1.202 | 1.178 | 1.154 | 1.131 | 1.107 | 1.057 | 1.052 | 1.047 | 1.042 | 1.038 | 1.033 | 1.028 | 1.023 | 1.018 | 1.013 | 1.008 | 1.346 | 1.294 | 1.244 | 1.191 | 1.139 | 1.089 | 1.039 | 1 | 1 | 1 | 1 | 1.829 | 1.759 | 1.691 | 1.618 | 1.546 | 1.478 | 1.411 | 1.339 | 1.27 | 1.199 | 1.129
1 | VDER - Value of Distributed Energy Resources | Solar - Tracking | H | 1 - H | 0.21623 | Hybrid Solar Plus Storage | Tier 1 | 52.67 | 30% | 125% | 56.6202 | Orange & Rockland | 1.0799 | 0.222 | 0.0911 | 8 | Tier 1 | Land-Based Wind | H - Millwood | H | 2007 | 365 |  | 2028 | 2.131 | 2.287 | 2.442 | 2.598 | 2.753 | 2.504 | 2.255 | 2.007 | 1.758 | 1.509 | 1.26 | 1.333 | 1.311 | 1.288 | 1.265 | 1.242 | 1.219 | 1.196 | 1.173 | 1.15 | 1.127 | 1.104 | 1.064 | 1.058 | 1.053 | 1.047 | 1.041 | 1.036 | 1.031 | 1.025 | 1.02 | 1.014 | 1.009 | 1.367 | 1.314 | 1.262 | 1.208 | 1.155 | 1.103 | 1.051 | 1 | 1 | 1 | 1 | 1.847 | 1.775 | 1.705 | 1.631 | 1.558 | 1.488 | 1.418 | 1.344 | 1.274 | 1.201 | 1.129
1 | VDER - Value of Distributed Energy Resources | Solar - Tracking | I | 1 - I | 0.21623 | Hybrid Solar Plus Storage | VDER - Value of Distributed Energy Resources | 52.6 | 33% | 125% | 56.9395 | PSEG Long Island | 1.0669 | 0.338 | 0.05 |  |  |  | I - Dunwoodie | I | 2008 | 366 |  | 2029 | 2.316 | 2.495 | 2.674 | 2.853 | 3.032 | 2.746 | 2.459 | 2.173 | 1.887 | 1.6 | 1.314 | 1.344 | 1.32 | 1.296 | 1.272 | 1.248 | 1.224 | 1.2 | 1.176 | 1.153 | 1.129 | 1.105 | 1.063 | 1.057 | 1.052 | 1.046 | 1.04 | 1.035 | 1.03 | 1.024 | 1.018 | 1.013 | 1.007 | 1.445 | 1.387 | 1.331 | 1.273 | 1.215 | 1.159 | 1.103 | 1.045 | 1 | 1 | 1 | 1.878 | 1.803 | 1.729 | 1.653 | 1.576 | 1.503 | 1.43 | 1.354 | 1.28 | 1.204 | 1.129
1 | VDER - Value of Distributed Energy Resources | Solar - Tracking | J | 1 - J | 0.21623 | [6 empty] | RGE | 1.0693 | 0.109 | 0.03829 |  |  |  | J - N.Y.C. | J | 2009 | 365 |  | 2030 | 2.465 | 2.664 | 2.863 | 3.062 | 3.26 | 2.942 | 2.624 | 2.306 | 1.987 | 1.669 | 1.351 | 1.386 | 1.359 | 1.333 | 1.306 | 1.28 | 1.253 | 1.227 | 1.2 | 1.174 | 1.147 | 1.121 | 1.079 | 1.072 | 1.065 | 1.058 | 1.051 | 1.044 | 1.037 | 1.03 | 1.023 | 1.016 | 1.009 | 1.415 | 1.357 | 1.3 | 1.241 | 1.182 | 1.125 | 1.068 | 1.009 | 1 | 1 | 1 | 1.89 | 1.813 | 1.737 | 1.657 | 1.578 | 1.502 | 1.426 | 1.347 | 1.271 | 1.192 | 1.114
1 | VDER - Value of Distributed Energy Resources | Solar - Tracking | K | 1 - K | 0.22963 | Inputs for Tier 1 Projects Only: | [12 empty] | K - Long Island | K | 2010 | 365 |  | 2031 | 2.484 | 2.685 | 2.887 | 3.088 | 3.29 | 2.967 | 2.645 | 2.323 | 2.001 | 1.679 | 1.356 | 1.382 | 1.356 | 1.33 | 1.304 | 1.278 | 1.251 | 1.225 | 1.199 | 1.173 | 1.147 | 1.121 | 1.085 | 1.077 | 1.07 | 1.062 | 1.054 | 1.047 | 1.039 | 1.031 | 1.024 | 1.016 | 1.008 | 1.486 | 1.425 | 1.365 | 1.301 | 1.238 | 1.179 | 1.119 | 1.056 | 1 | 1 | 1 | 1.919 | 1.839 | 1.762 | 1.679 | 1.596 | 1.519 | 1.442 | 1.36 | 1.282 | 1.2 | 1.12
2 | VDER - Value of Distributed Energy Resources | Solar - Fixed | A | 2 - A | 0.18756 | Technology | Required Project Size (MW) | Required # of Contribution Years | Host Community Benefit Payment ($2022/MW-yr) | [11 empty] | 2011 | 365 |  | 2032 | 2.504 | 2.708 | 2.912 | 3.116 | 3.32 | 2.994 | 2.667 | 2.34 | 2.014 | 1.687 | 1.361 | 1.376 | 1.35 | 1.324 | 1.298 | 1.273 | 1.247 | 1.221 | 1.195 | 1.169 | 1.143 | 1.117 | 1.086 | 1.079 | 1.071 | 1.063 | 1.055 | 1.047 | 1.04 | 1.032 | 1.024 | 1.016 | 1.008 | 1.49 | 1.426 | 1.365 | 1.299 | 1.234 | 1.173 | 1.111 | 1.046 | 1 | 1 | 1 | 1.937 | 1.855 | 1.775 | 1.689 | 1.603 | 1.524 | 1.445 | 1.36 | 1.279 | 1.195 | 1.113
2 | VDER - Value of Distributed Energy Resources | Solar - Fixed | B | 2 - B | 0.17373 | [15 empty] | 2012 | 366 |  | 2033 | 2.483 | 2.683 | 2.884 | 3.085 | 3.285 | 2.964 | 2.643 | 2.322 | 2.001 | 1.68 | 1.359 | 1.393 | 1.366 | 1.34 | 1.313 | 1.286 | 1.259 | 1.232 | 1.205 | 1.178 | 1.151 | 1.124 | 1.087 | 1.079 | 1.071 | 1.063 | 1.054 | 1.047 | 1.039 | 1.031 | 1.023 | 1.015 | 1.007 | 1.591 | 1.521 | 1.454 | 1.382 | 1.31 | 1.243 | 1.176 | 1.105 | 1.037 | 1 | 1 | 1.984 | 1.898 | 1.814 | 1.724 | 1.633 | 1.55 | 1.467 | 1.378 | 1.293 | 1.205 | 1.118
2 | VDER - Value of Distributed Energy Resources | Solar - Fixed | C | 2 - C | 0.18055 | Solar - Tracking | 25 | 10 | 500 | [11 empty] | 2013 | 365 |  | 2034 | 2.985 | 3.241 | 3.497 | 3.754 | 4.01 | 3.6 | 3.19 | 2.779 | 2.369 | 1.959 | 1.548 | 1.413 | 1.385 | 1.357 | 1.329 | 1.301 | 1.273 | 1.244 | 1.216 | 1.188 | 1.16 | 1.132 | 1.087 | 1.079 | 1.071 | 1.062 | 1.053 | 1.045 | 1.038 | 1.029 | 1.021 | 1.012 | 1.004 | 1.573 | 1.503 | 1.437 | 1.363 | 1.29 | 1.224 | 1.159 | 1.086 | 1.019 | 1 | 1 | 1.994 | 1.906 | 1.822 | 1.73 | 1.637 | 1.554 | 1.47 | 1.379 | 1.293 | 1.203 | 1.115
2 | VDER - Value of Distributed Energy Resources | Solar - Fixed | D | 2 - D | 0.18398 | Solar - Fixed | 25 | 10 | 500 | [11 empty] | 2014 | 365 |  | 2035 | 2.987 | 3.244 | 3.501 | 3.758 | 4.015 | 3.603 | 3.192 | 2.781 | 2.37 | 1.959 | 1.548 | 1.447 | 1.416 | 1.386 | 1.355 | 1.325 | 1.294 | 1.264 | 1.233 | 1.203 | 1.172 | 1.142 | 1.092 | 1.083 | 1.075 | 1.066 | 1.057 | 1.049 | 1.04 | 1.032 | 1.023 | 1.014 | 1.006 | 1.525 | 1.457 | 1.392 | 1.321 | 1.25 | 1.185 | 1.12 | 1.05 | 1 | 1 | 1 | 1.999 | 1.91 | 1.825 | 1.732 | 1.638 | 1.554 | 1.47 | 1.378 | 1.291 | 1.2 | 1.111
2 | VDER - Value of Distributed Energy Resources | Solar - Fixed | E | 2 - E | 0.18055 | Land-Based Wind | 25 | 10 | 1000 | [11 empty] | 2015 | 365 |  | 2036 | 3.034 | 3.297 | 3.561 | 3.824 | 4.087 | 3.666 | 3.245 | 2.824 | 2.402 | 1.981 | 1.56 | 1.459 | 1.428 | 1.397 | 1.365 | 1.334 | 1.303 | 1.271 | 1.24 | 1.209 | 1.177 | 1.146 | 1.102 | 1.093 | 1.084 | 1.074 | 1.064 | 1.055 | 1.046 | 1.036 | 1.027 | 1.017 | 1.008 | 1.548 | 1.479 | 1.412 | 1.341 | 1.271 | 1.204 | 1.136 | 1.066 | 1 | 1 | 1 | 2.01 | 1.921 | 1.834 | 1.741 | 1.649 | 1.563 | 1.477 | 1.385 | 1.297 | 1.206 | 1.117
2 | VDER - Value of Distributed Energy Resources | Solar - Fixed | F | 2 - F | 0.19015 | [15 empty] | 2016 | 366 |  | 2037 | 3.105 | 3.377 | 3.649 | 3.921 | 4.193 | 3.758 | 3.323 | 2.887 | 2.452 | 2.016 | 1.581 | 1.473 | 1.441 | 1.409 | 1.376 | 1.344 | 1.311 | 1.279 | 1.246 | 1.214 | 1.181 | 1.148 | 1.109 | 1.099 | 1.09 | 1.079 | 1.068 | 1.058 | 1.049 | 1.038 | 1.028 | 1.018 | 1.008 | 1.534 | 1.465 | 1.398 | 1.328 | 1.257 | 1.19 | 1.124 | 1.053 | 1 | 1 | 1 | 2.01 | 1.921 | 1.834 | 1.742 | 1.649 | 1.563 | 1.477 | 1.385 | 1.298 | 1.207 | 1.117
2 | VDER - Value of Distributed Energy Resources | Solar - Fixed | G | 2 - G | 0.19206 | Inputs for VDER and NEM Projects Only: | [14 empty] | 2017 | 365 |  | 2038 | 3.174 | 3.455 | 3.737 | 4.018 | 4.299 | 3.849 | 3.399 | 2.949 | 2.499 | 2.049 | 1.599 | 1.465 | 1.434 | 1.402 | 1.371 | 1.34 | 1.308 | 1.276 | 1.245 | 1.213 | 1.181 | 1.149 | 1.093 | 1.085 | 1.076 | 1.067 | 1.057 | 1.049 | 1.041 | 1.032 | 1.023 | 1.014 | 1.006 | 1.508 | 1.441 | 1.377 | 1.307 | 1.236 | 1.173 | 1.11 | 1.04 | 1 | 1 | 1 | 1.999 | 1.91 | 1.825 | 1.732 | 1.639 | 1.555 | 1.471 | 1.379 | 1.293 | 1.201 | 1.113
2 | VDER - Value of Distributed Energy Resources | Solar - Fixed | H | 2 - H | 0.19397 | Subscriber Management Cost ($2022/Wac) |  | 0.023329 | [12 empty] | 2018 | 365 |  | 2039 | 3.229 | 3.517 | 3.805 | 4.093 | 4.381 | 3.92 | 3.459 | 2.998 | 2.537 | 2.076 | 1.615 | 1.489 | 1.457 | 1.424 | 1.391 | 1.359 | 1.326 | 1.293 | 1.26 | 1.227 | 1.194 | 1.161 | 1.097 | 1.088 | 1.079 | 1.069 | 1.059 | 1.051 | 1.042 | 1.032 | 1.023 | 1.013 | 1.004 | 1.579 | 1.507 | 1.439 | 1.363 | 1.287 | 1.22 | 1.152 | 1.077 | 1.007 | 1 | 1 | 2.025 | 1.933 | 1.845 | 1.748 | 1.651 | 1.564 | 1.477 | 1.381 | 1.292 | 1.197 | 1.106
2 | VDER - Value of Distributed Energy Resources | Solar - Fixed | I | 2 - I | 0.19397 | [15 empty] | 2019 | 365 |  | 2040 | 3.165 | 3.465 | 3.765 | 4.065 | 4.365 | 3.885 | 3.405 | 2.925 | 2.445 | 1.965 | 1.485 | 1.51 | 1.476 | 1.442 | 1.408 | 1.374 | 1.34 | 1.306 | 1.272 | 1.237 | 1.203 | 1.169 | 1.1 | 1.09 | 1.081 | 1.071 | 1.06 | 1.052 | 1.043 | 1.033 | 1.023 | 1.014 | 1.004 | 1.558 | 1.488 | 1.419 | 1.346 | 1.272 | 1.205 | 1.137 | 1.064 | 1 | 1 | 1 | 2.024 | 1.933 | 1.845 | 1.749 | 1.652 | 1.566 | 1.479 | 1.383 | 1.295 | 1.2 | 1.109
2 | VDER - Value of Distributed Energy Resources | Solar - Fixed | J | 2 - J | 0.19397 | Inputs for Projects with Storage: | [14 empty] | 2020 | 366 |  | 2041 | 3.155 | 3.454 | 3.753 | 4.052 | 4.351 | 3.873 | 3.394 | 2.915 | 2.436 | 1.958 | 1.479 | 1.516 | 1.481 | 1.446 | 1.411 | 1.377 | 1.342 | 1.307 | 1.272 | 1.237 | 1.202 | 1.167 | 1.105 | 1.095 | 1.085 | 1.075 | 1.064 | 1.055 | 1.045 | 1.035 | 1.025 | 1.015 | 1.005 | 1.532 | 1.463 | 1.396 | 1.324 | 1.251 | 1.185 | 1.119 | 1.047 | 1 | 1 | 1 | 2.015 | 1.925 | 1.838 | 1.743 | 1.648 | 1.562 | 1.475 | 1.381 | 1.293 | 1.2 | 1.11
2 | VDER - Value of Distributed Energy Resources | Solar - Fixed | K | 2 - K | 0.20611 | Annual Degradation Rate |  | 2% | [12 empty] | 2021 | 365 |  | 2042 | 3.184 | 3.486 | 3.789 | 4.092 | 4.395 | 3.91 | 3.426 | 2.942 | 2.457 | 1.973 | 1.489 | 1.527 | 1.492 | 1.457 | 1.421 | 1.386 | 1.35 | 1.315 | 1.279 | 1.243 | 1.208 | 1.172 | 1.104 | 1.094 | 1.084 | 1.073 | 1.062 | 1.053 | 1.044 | 1.033 | 1.023 | 1.013 | 1.003 | 1.588 | 1.516 | 1.447 | 1.371 | 1.295 | 1.227 | 1.159 | 1.084 | 1.014 | 1 | 1 | 2.014 | 1.924 | 1.838 | 1.744 | 1.651 | 1.566 | 1.48 | 1.387 | 1.3 | 1.209 | 1.119
3 | VDER - Value of Distributed Energy Resources | Hybrid Solar Plus Storage | A | 3 - A | 0.21011 | [15 empty] | 2022 | 365 |  | 2043 | 3.21 | 3.516 | 3.822 | 4.128 | 4.434 | 3.944 | 3.455 | 2.965 | 2.475 | 1.985 | 1.496 | 1.539 | 1.503 | 1.467 | 1.431 | 1.396 | 1.359 | 1.323 | 1.287 | 1.251 | 1.215 | 1.179 | 1.095 | 1.085 | 1.076 | 1.066 | 1.055 | 1.047 | 1.038 | 1.027 | 1.018 | 1.008 | 1 | 1.549 | 1.477 | 1.408 | 1.333 | 1.257 | 1.189 | 1.121 | 1.046 | 1 | 1 | 1 | 2.036 | 1.943 | 1.854 | 1.757 | 1.66 | 1.572 | 1.484 | 1.387 | 1.297 | 1.202 | 1.11
3 | VDER - Value of Distributed Energy Resources | Hybrid Solar Plus Storage | B | 3 - B | 0.1971 | [15 empty] | 2023 | 365 |  | 2044 | 3.193 | 3.498 | 3.803 | 4.108 | 4.414 | 3.925 | 3.437 | 2.949 | 2.46 | 1.972 | 1.483 | 1.562 | 1.525 | 1.488 | 1.45 | 1.413 | 1.375 | 1.337 | 1.3 | 1.262 | 1.224 | 1.186 | 1.092 | 1.083 | 1.074 | 1.064 | 1.054 | 1.046 | 1.038 | 1.028 | 1.018 | 1.009 | 1 | 1.549 | 1.476 | 1.407 | 1.329 | 1.252 | 1.183 | 1.115 | 1.038 | 1 | 1 | 1 | 2.055 | 1.959 | 1.868 | 1.766 | 1.664 | 1.574 | 1.484 | 1.384 | 1.291 | 1.192 | 1.096
3 | VDER - Value of Distributed Energy Resources | Hybrid Solar Plus Storage | C | 3 - C | 0.19951 | [15 empty] | 2024 | 366 |  | 2045 | 3.168 | 3.47 | 3.771 | 4.073 | 4.375 | 3.892 | 3.409 | 2.927 | 2.444 | 1.962 | 1.479 | 1.568 | 1.53 | 1.493 | 1.455 | 1.417 | 1.379 | 1.341 | 1.303 | 1.265 | 1.227 | 1.189 | 1.09 | 1.081 | 1.073 | 1.063 | 1.053 | 1.045 | 1.037 | 1.027 | 1.019 | 1.01 | 1.001 | 1.563 | 1.49 | 1.42 | 1.343 | 1.265 | 1.197 | 1.128 | 1.051 | 1 | 1 | 1 | 2.052 | 1.957 | 1.867 | 1.767 | 1.667 | 1.577 | 1.488 | 1.389 | 1.298 | 1.2 | 1.105
3 | VDER - Value of Distributed Energy Resources | Hybrid Solar Plus Storage | D | 3 - D | 0.20455 | [15 empty] | 2025 | 365 |  | 2046 | 3.187 | 3.491 | 3.795 | 4.099 | 4.404 | 3.917 | 3.43 | 2.944 | 2.457 | 1.971 | 1.484 | 1.576 | 1.538 | 1.499 | 1.461 | 1.423 | 1.384 | 1.346 | 1.307 | 1.268 | 1.23 | 1.191 | 1.095 | 1.086 | 1.077 | 1.068 | 1.058 | 1.049 | 1.041 | 1.031 | 1.022 | 1.013 | 1.004 | 1.509 | 1.44 | 1.374 | 1.3 | 1.227 | 1.162 | 1.097 | 1.024 | 1 | 1 | 1 | 2.023 | 1.931 | 1.843 | 1.746 | 1.65 | 1.562 | 1.475 | 1.379 | 1.29 | 1.196 | 1.104
3 | VDER - Value of Distributed Energy Resources | Hybrid Solar Plus Storage | E | 3 - E | 0.19951 | [15 empty] | 2026 | 365 |  | 2047 | 3.164 | 3.465 | 3.765 | 4.066 | 4.367 | 3.886 | 3.404 | 2.923 | 2.442 | 1.96 | 1.479 | 1.593 | 1.554 | 1.514 | 1.475 | 1.435 | 1.396 | 1.356 | 1.316 | 1.276 | 1.236 | 1.196 | 1.085 | 1.076 | 1.069 | 1.059 | 1.05 | 1.042 | 1.035 | 1.026 | 1.017 | 1.009 | 1 | 1.526 | 1.455 | 1.386 | 1.31 | 1.234 | 1.166 | 1.098 | 1.023 | 1 | 1 | 1 | 2.056 | 1.961 | 1.87 | 1.768 | 1.666 | 1.576 | 1.486 | 1.386 | 1.293 | 1.194 | 1.098
3 | VDER - Value of Distributed Energy Resources | Hybrid Solar Plus Storage | F | 3 - F | 0.20953 | [15 empty] | 2027 | 365 |  | 2048 | 3.153 | 3.452 | 3.752 | 4.051 | 4.35 | 3.871 | 3.392 | 2.914 | 2.435 | 1.956 | 1.477 | 1.581 | 1.543 | 1.504 | 1.466 | 1.427 | 1.388 | 1.349 | 1.31 | 1.271 | 1.232 | 1.193 | 1.084 | 1.075 | 1.068 | 1.058 | 1.048 | 1.041 | 1.033 | 1.024 | 1.015 | 1.006 | 1 | 1.523 | 1.453 | 1.385 | 1.31 | 1.235 | 1.169 | 1.102 | 1.028 | 1 | 1 | 1 | 2.037 | 1.945 | 1.856 | 1.76 | 1.663 | 1.575 | 1.487 | 1.392 | 1.302 | 1.207 | 1.115
3 | VDER - Value of Distributed Energy Resources | Hybrid Solar Plus Storage | G | 3 - G | 0.21288 | [15 empty] | 2028 | 366 |  | 2049 | 3.158 | 3.458 | 3.758 | 4.059 | 4.359 | 3.878 | 3.398 | 2.917 | 2.437 | 1.956 | 1.476 | 1.592 | 1.553 | 1.514 | 1.476 | 1.437 | 1.398 | 1.359 | 1.319 | 1.28 | 1.241 | 1.202 | 1.076 | 1.069 | 1.061 | 1.053 | 1.045 | 1.038 | 1.031 | 1.023 | 1.015 | 1.007 | 1 | 1.523 | 1.452 | 1.384 | 1.31 | 1.236 | 1.169 | 1.101 | 1.028 | 1 | 1 | 1 | 2.039 | 1.946 | 1.856 | 1.758 | 1.66 | 1.571 | 1.482 | 1.385 | 1.294 | 1.198 | 1.105
3 | VDER - Value of Distributed Energy Resources | Hybrid Solar Plus Storage | H | 3 - H | 0.21623 | [15 empty] | 2029 | 365 |  | 2050 | 3.209 | 3.516 | 3.823 | 4.13 | 4.438 | 3.946 | 3.454 | 2.963 | 2.471 | 1.98 | 1.488 | 1.589 | 1.55 | 1.512 | 1.473 | 1.435 | 1.396 | 1.357 | 1.318 | 1.279 | 1.24 | 1.201 | 1.084 | 1.076 | 1.068 | 1.059 | 1.05 | 1.043 | 1.035 | 1.026 | 1.018 | 1.009 | 1.001 | 1.562 | 1.489 | 1.419 | 1.343 | 1.267 | 1.198 | 1.128 | 1.053 | 1 | 1 | 1 | 2.028 | 1.937 | 1.847 | 1.752 | 1.657 | 1.568 | 1.479 | 1.385 | 1.295 | 1.201 | 1.109
3 | VDER - Value of Distributed Energy Resources | Hybrid Solar Plus Storage | I | 3 - I | 0.21623 | [15 empty] | 2030 | 365
3 | VDER - Value of Distributed Energy Resources | Hybrid Solar Plus Storage | J | 3 - J | 0.21623 | [15 empty] | 2031 | 365
3 | VDER - Value of Distributed Energy Resources | Hybrid Solar Plus Storage | K | 3 - K | 0.22963 | [15 empty] | 2032 | 366
4 | NEM - Net Energy Metering | Solar - Fixed | Central Hudson | 4 - Central Hudson | 0.1921 | [15 empty] | 2033 | 365
4 | NEM - Net Energy Metering | Solar - Fixed | ConEd NYC | 4 - ConEd NYC | 0.194 | [15 empty] | 2034 | 365
4 | NEM - Net Energy Metering | Solar - Fixed | ConEd West | 4 - ConEd West | 0.194 | [15 empty] | 2035 | 365
4 | NEM - Net Energy Metering | Solar - Fixed | National Grid | 4 - National Grid | 0.1861 | [15 empty] | 2036 | 366
4 | NEM - Net Energy Metering | Solar - Fixed | NYSEG | 4 - NYSEG | 0.1832 | [15 empty] | 2037 | 365
4 | NEM - Net Energy Metering | Solar - Fixed | Orange & Rockland | 4 - Orange & Rockland | 0.1921 | [15 empty] | 2038 | 365
4 | NEM - Net Energy Metering | Solar - Fixed | PSEG Long Island | 4 - PSEG Long Island | 0.2061 | [15 empty] | 2039 | 365
4 | NEM - Net Energy Metering | Solar - Fixed | RGE | 4 - RGE | 0.1737 | [15 empty] | 2040 | 366
5 | Tier 1 | Solar - Tracking | A | 5 - A | 0.2334 | [15 empty] | 2041 | 365
5 | Tier 1 | Solar - Tracking | B | 5 - B | 0.23988 | [15 empty] | 2042 | 365
5 | Tier 1 | Solar - Tracking | C | 5 - C | 0.22456 | [15 empty] | 2043 | 365
5 | Tier 1 | Solar - Tracking | D | 5 - D | 0.22099 | [15 empty] | 2044 | 366
5 | Tier 1 | Solar - Tracking | E | 5 - E | 0.22099 | [15 empty] | 2045 | 365
5 | Tier 1 | Solar - Tracking | F | 5 - F | 0.22347 | [15 empty] | 2046 | 365
5 | Tier 1 | Solar - Tracking | G | 5 - G | 0.20999 | [15 empty] | 2047 | 365
5 | Tier 1 | Solar - Tracking | H | 5 - H | 0.20999 | [15 empty] | 2048 | 366
5 | Tier 1 | Solar - Tracking | I | 5 - I | 0.20999 | [15 empty] | 2049 | 365
5 | Tier 1 | Solar - Tracking | J | 5 - J | 0.20999 | [15 empty] | 2050 | 365
5 | Tier 1 | Solar - Tracking | K | 5 - K | 0.20999
6 | Tier 1 | Solar - Fixed | A | 6 - A | 0.19105
6 | Tier 1 | Solar - Fixed | B | 6 - B | 0.19105
6 | Tier 1 | Solar - Fixed | C | 6 - C | 0.18595
6 | Tier 1 | Solar - Fixed | D | 6 - D | 0.19515
6 | Tier 1 | Solar - Fixed | E | 6 - E | 0.19515
6 | Tier 1 | Solar - Fixed | F | 6 - F | 0.19515
6 | Tier 1 | Solar - Fixed | G | 6 - G | 0.19515
6 | Tier 1 | Solar - Fixed | H | 6 - H | 0.19515
6 | Tier 1 | Solar - Fixed | I | 6 - I | 0.19515
6 | Tier 1 | Solar - Fixed | J | 6 - J | 0.19515
6 | Tier 1 | Solar - Fixed | K | 6 - K | 0.19515
7 | Tier 1 | Hybrid Solar Plus Storage | A | 7 - A | 0.2334
7 | Tier 1 | Hybrid Solar Plus Storage | B | 7 - B | 0.23988
7 | Tier 1 | Hybrid Solar Plus Storage | C | 7 - C | 0.22456
7 | Tier 1 | Hybrid Solar Plus Storage | D | 7 - D | 0.22099
7 | Tier 1 | Hybrid Solar Plus Storage | E | 7 - E | 0.22099
7 | Tier 1 | Hybrid Solar Plus Storage | F | 7 - F | 0.22347
7 | Tier 1 | Hybrid Solar Plus Storage | G | 7 - G | 0.20999
7 | Tier 1 | Hybrid Solar Plus Storage | H | 7 - H | 0.20999
7 | Tier 1 | Hybrid Solar Plus Storage | I | 7 - I | 0.20999
7 | Tier 1 | Hybrid Solar Plus Storage | J | 7 - J | 0.20999
7 | Tier 1 | Hybrid Solar Plus Storage | K | 7 - K | 0.20999
8 | Tier 1 | Land-Based Wind | A | 8 - A | 0.37
8 | Tier 1 | Land-Based Wind | B | 8 - B | 0.41
8 | Tier 1 | Land-Based Wind | C | 8 - C | 0.41
8 | Tier 1 | Land-Based Wind | D | 8 - D | 0.28
8 | Tier 1 | Land-Based Wind | E | 8 - E | 0.33
8 | Tier 1 | Land-Based Wind | F | 8 - F | 0.33
8 | Tier 1 | Land-Based Wind | G | 8 - G | 0.33
8 | Tier 1 | Land-Based Wind | H | 8 - H | 0.28
8 | Tier 1 | Land-Based Wind | I | 8 - I | 0.28
8 | Tier 1 | Land-Based Wind | J | 8 - J | 0.18
8 | Tier 1 | Land-Based Wind | K | 8 - K | 0.37

## Wind Capacity Factor
Summary Chart - for Informational Purposes Only
Year | Class 1 | Class 2 | Class 3 | Class 4 | Class 5 | Class 6 | Class 7 | Class 8 | Class 9 | Class 10
Pre-2015 | Class 6: 22.88%; Class 7: 21.96%; Class 8: 22.89%; Class 9: 20.16%
2015 | 49% | 49.14% | 46.29% | 46.66% | 43.95% | 37.91% | 32.02% | 26.08% | 19.82% | 12.28% | NYISO Zone | NREL Wind Class
2016 | 51.16% | 49.14% | 47.96% | 46.66% | 45.03% | 40.31% | 33.39% | 26.08% | 19.82% | 12.28% | A | Class 7
2017 | 47.35% | 46.2% | 44.97% | 43.52% | 40.73% | 36.37% | 30.82% | 24.57% | 18.25% | 11.1% | B | Class 6
2018 | 47.66% | 46.51% | 45.33% | 43.9% | 41.17% | 36.89% | 31.36% | 25.05% | 18.74% | 11.46% | C | Class 6
2019 | 47.6% | 45.34% | 44.13% | 42.66% | 39.78% | 35.21% | 29.17% | 22.8% | 16.57% | 10.07% | D | Class 9
2020 | 52% | 47% | 45% | 44% | 42% | 39% | 35% | 31% | 27% | 17% | E | Class 8
2021 | 51% | 46% | 45% | 43% | 42% | 39% | 36% | 31% | 27% | 17% | F | Class 8
2022 | 49% | 47% | 45% | 44% | 43% | 41% | 37% | 33% | 28% | 18% | G | Class 8
2023 | 51% | 47% | 46% | 45% | 44% | 41% | 38% | 34% | 33% | 26% | H | Class 9
2024 | 50.96% | 47.81% | 46.74% | 45.49% | 44% | 41.68% | 38.45% | 34.72% | 33.56% | 26.43% | I | Class 9
2025 | 51.35% | 48.17% | 47.09% | 45.84% | 44.33% | 41.99% | 38.74% | 34.98% | 33.81% | 26.63% | J | Class 10
2026 | 51.73% | 48.53% | 47.44% | 46.18% | 44.66% | 42.31% | 39.03% | 35.24% | 34.06% | 26.83% | K | Class 7
2027 | 52.11% | 48.89% | 47.79% | 46.52% | 44.99% | 42.62% | 39.32% | 35.5% | 34.32% | 27.03%
2028 | 52.49% | 49.25% | 48.14% | 46.86% | 45.32% | 42.93% | 39.6% | 35.76% | 34.57% | 27.23%
2029 | 52.88% | 49.61% | 48.49% | 47.2% | 45.65% | 43.25% | 39.89% | 36.02% | 34.82% | 27.43%
2030 | 53.26% | 49.97% | 48.84% | 47.54% | 45.98% | 43.56% | 40.18% | 36.29% | 35.07% | 27.63%
2031 | 53.3% | 50.01% | 48.88% | 47.58% | 46.02% | 43.6% | 40.21% | 36.31% | 35.1% | 27.65%
2032 | 53.35% | 50.05% | 48.92% | 47.62% | 46.06% | 43.63% | 40.25% | 36.34% | 35.13% | 27.67%
2033 | 53.39% | 50.09% | 48.96% | 47.66% | 46.1% | 43.67% | 40.28% | 36.37% | 35.16% | 27.69%
2034 | 53.43% | 50.13% | 49% | 47.7% | 46.13% | 43.7% | 40.31% | 36.4% | 35.19% | 27.71%
2035 | 53.47% | 50.17% | 49.04% | 47.74% | 46.17% | 43.74% | 40.34% | 36.43% | 35.21% | 27.74%
2036 | 53.52% | 50.21% | 49.08% | 47.77% | 46.21% | 43.77% | 40.38% | 36.46% | 35.24% | 27.76%
2037 | 53.56% | 50.25% | 49.12% | 47.81% | 46.24% | 43.81% | 40.41% | 36.49% | 35.27% | 27.78%
2038 | 53.6% | 50.29% | 49.16% | 47.85% | 46.28% | 43.84% | 40.44% | 36.52% | 35.3% | 27.8%
2039 | 53.65% | 50.33% | 49.2% | 47.89% | 46.32% | 43.88% | 40.47% | 36.55% | 35.33% | 27.83%
2040 | 53.69% | 50.37% | 49.24% | 47.93% | 46.36% | 43.91% | 40.51% | 36.58% | 35.36% | 27.85%
2041 | 53.73% | 50.41% | 49.28% | 47.97% | 46.39% | 43.95% | 40.54% | 36.61% | 35.38% | 27.87%
2042 | 53.78% | 50.45% | 49.32% | 48% | 46.43% | 43.98% | 40.57% | 36.64% | 35.41% | 27.89%
2043 | 53.82% | 50.49% | 49.36% | 48.04% | 46.47% | 44.02% | 40.6% | 36.67% | 35.44% | 27.92%
2044 | 53.86% | 50.53% | 49.4% | 48.08% | 46.5% | 44.05% | 40.64% | 36.7% | 35.47% | 27.94%
2045 | 53.9% | 50.57% | 49.43% | 48.12% | 46.54% | 44.09% | 40.67% | 36.73% | 35.5% | 27.96%
2046 | 53.95% | 50.61% | 49.47% | 48.16% | 46.58% | 44.12% | 40.7% | 36.75% | 35.53% | 27.98%
2047 | 53.99% | 50.65% | 49.51% | 48.2% | 46.62% | 44.16% | 40.73% | 36.78% | 35.55% | 28.01%
2048 | 54.03% | 50.7% | 49.55% | 48.24% | 46.65% | 44.19% | 40.77% | 36.81% | 35.58% | 28.03%
2049 | 54.08% | 50.74% | 49.59% | 48.27% | 46.69% | 44.23% | 40.8% | 36.84% | 35.61% | 28.05%
2050 | 54.12% | 50.78% | 49.63% | 48.31% | 46.73% | 44.26% | 40.83% | 36.87% | 35.64% | 28.07%

## 2026_Forecasts
Revenue | ValFactor | Type-Zone | Type | Zone | 2023 | 2024 | 2025 | 2026 | 2027 | 2028 | 2029 | 2030 | 2031 | 2032 | 2033 | 2034 | 2035 | 2036 | 2037 | 2038 | 2039 | 2040 | 2041 | 2042 | 2043 | 2044 | 2045 | 2046 | 2047 | 2048 | 2049 | 2050
VDER | Hourly | Solar - Tracking - A | Solar - Tracking | A | 55.948 | 45.1022 | 44.4038 | 45.4645 | 43.5691 | 41.5468 | 39.6208 | 36.51 | 37.6783 | 38.3375 | 37.9479 | 37.4963 | 36.3839 | 36.0519 | 35.5151 | 35.7374 | 34.9279 | 34.2357 | 34.5897 | 34.2532 | 33.5989 | 32.7209 | 32.9251 | 33.5918 | 33.3243 | 33.7879 | 33.9231 | 35.1611
VDER | Hourly | Solar - Tracking - B | Solar - Tracking | B | 54.708 | 44.3909 | 44.3554 | 44.7925 | 42.9391 | 41.0876 | 39.6438 | 36.4455 | 37.5492 | 38.2004 | 37.3464 | 36.9161 | 35.7957 | 35.3832 | 34.7851 | 34.942 | 34.0511 | 33.2966 | 33.6821 | 33.452 | 33.4095 | 32.591 | 32.8533 | 33.4494 | 33.1207 | 33.2863 | 33.397 | 34.665
VDER | Hourly | Solar - Tracking - C | Solar - Tracking | C | 46.9272 | 37.7665 | 45.8163 | 47.2507 | 44.9036 | 42.5823 | 40.0642 | 36.8771 | 37.9061 | 38.4841 | 38.1875 | 37.8311 | 36.655 | 36.3458 | 35.7034 | 36.2423 | 35.4324 | 34.9057 | 35.3059 | 35.1124 | 34.4867 | 33.6291 | 33.8258 | 34.4767 | 34.0417 | 34.1454 | 34.1719 | 35.317
VDER | Hourly | Solar - Tracking - D | Solar - Tracking | D | 46.1383 | 37.2006 | 44.8135 | 45.4253 | 43.3772 | 41.5304 | 39.1537 | 36.3438 | 37.3384 | 37.8891 | 37.0906 | 36.6226 | 35.4021 | 35.0753 | 34.4459 | 34.9536 | 34.1018 | 33.5633 | 33.9825 | 33.73 | 33.3647 | 32.5419 | 32.7373 | 33.213 | 32.6539 | 32.9523 | 32.9193 | 33.9871
VDER | Hourly | Solar - Tracking - E | Solar - Tracking | E | 46.9272 | 37.7665 | 46.2129 | 48.0076 | 45.7264 | 43.2623 | 41.1086 | 38.0147 | 39.0229 | 39.501 | 38.8731 | 38.4377 | 37.2436 | 36.8366 | 36.1603 | 36.6374 | 35.749 | 35.1772 | 35.7143 | 35.5794 | 34.8933 | 34.1055 | 34.3839 | 35.0108 | 34.5093 | 34.6274 | 34.6846 | 35.8181
VDER | Hourly | Solar - Tracking - F | Solar - Tracking | F | 56.1893 | 43.6068 | 48.9882 | 52.1148 | 48.4733 | 46.2234 | 44.3566 | 41.8965 | 42.6023 | 43.1535 | 42.3226 | 41.675 | 40.6088 | 40.2916 | 39.7764 | 40.0889 | 39.1513 | 38.6749 | 39.0987 | 38.894 | 38.6672 | 38.2452 | 38.5853 | 39.0757 | 38.9166 | 38.7815 | 39.0632 | 40.498
VDER | Hourly | Solar - Tracking - G | Solar - Tracking | G | 64.4239 | 47.3319 | 51.8948 | 52.6211 | 49.6058 | 46.874 | 44.515 | 42.0884 | 42.823 | 43.3817 | 42.3044 | 41.6508 | 40.4077 | 40.0298 | 39.4502 | 39.7318 | 38.6315 | 38.0928 | 38.601 | 38.7059 | 39.0673 | 38.3794 | 38.9583 | 39.5339 | 39.4149 | 39.6549 | 40.043 | 41.4783
VDER | Hourly | Solar - Tracking - H | Solar - Tracking | H | 63.9731 | 47.1275 | 52.5335 | 52.889 | 49.8436 | 47.1298 | 44.0561 | 41.2842 | 42.1148 | 42.759 | 42.2721 | 41.7333 | 40.6042 | 40.2163 | 39.62 | 39.8725 | 38.7761 | 38.2477 | 38.7007 | 38.776 | 39.2385 | 38.5054 | 39.07 | 39.6603 | 39.55 | 39.7588 | 40.209 | 41.6747
VDER | Hourly | Solar - Tracking - I | Solar - Tracking | I | 63.9946 | 48.0273 | 52.1037 | 52.9652 | 49.9497 | 47.1892 | 44.1721 | 41.3761 | 42.2269 | 42.8912 | 42.339 | 41.8375 | 40.7048 | 40.3103 | 39.707 | 40.024 | 38.9036 | 38.3574 | 38.8427 | 38.9285 | 39.2599 | 38.5088 | 39.0905 | 39.7154 | 39.6299 | 40.0145 | 40.4459 | 41.8949
VDER | Hourly | Solar - Tracking - J | Solar - Tracking | J | 63.9946 | 48.0273 | 52.9849 | 54.6736 | 51.4418 | 49.1032 | 46.5891 | 44.3892 | 45.4743 | 45.6834 | 44.9132 | 44.0365 | 42.874 | 42.3522 | 41.6864 | 42.1284 | 41.0218 | 40.3674 | 40.8989 | 41.1272 | 41.6773 | 41.0681 | 41.6319 | 42.5312 | 42.4411 | 43.1673 | 43.5533 | 45.1849
VDER | Hourly | Solar - Tracking - K | Solar - Tracking | K | 65.9155 | 49.4265 | 56.3585 | 57.7575 | 54.9258 | 51.8935 | 49.1751 | 46.5481 | 47.5285 | 47.9815 | 46.5931 | 45.5735 | 44.1145 | 43.6041 | 42.9443 | 42.9206 | 41.8424 | 41.1524 | 41.6409 | 41.7049 | 42.1099 | 41.4519 | 42.2057 | 42.7682 | 42.7102 | 43.0337 | 43.2429 | 44.395
VDER | Hourly | Solar - Fixed - A | Solar - Fixed | A | 57.2443 | 45.8373 | 45.0244 | 45.5173 | 43.458 | 41.409 | 39.2615 | 36.0053 | 37.2031 | 37.8211 | 37.3369 | 36.9045 | 35.7816 | 35.3499 | 34.8013 | 34.989 | 34.2213 | 33.5142 | 33.8923 | 33.5701 | 33.1437 | 32.2652 | 32.4609 | 33.2404 | 32.9688 | 33.4497 | 33.6304 | 34.8821
VDER | Hourly | Solar - Fixed - B | Solar - Fixed | B | 55.8581 | 45.0525 | 44.8148 | 44.7338 | 42.6964 | 40.8059 | 39.1972 | 35.8016 | 36.9255 | 37.54 | 36.5684 | 36.1738 | 35.0524 | 34.5239 | 33.9117 | 34.0398 | 33.1699 | 32.3761 | 32.8157 | 32.6158 | 32.7913 | 31.9758 | 32.2323 | 32.9421 | 32.5866 | 32.7631 | 32.9007 | 34.1702
VDER | Hourly | Solar - Fixed - C | Solar - Fixed | C | 48.0342 | 38.2602 | 46.6623 | 47.6325 | 45.0253 | 42.6262 | 39.8621 | 36.5723 | 37.6203 | 38.1481 | 37.7756 | 37.4379 | 36.269 | 35.8438 | 35.1746 | 35.7501 | 34.9904 | 34.4291 | 34.835 | 34.6673 | 34.1321 | 33.2678 | 33.4755 | 34.2338 | 33.8058 | 33.9537 | 34.0267 | 35.1765
VDER | Hourly | Solar - Fixed - D | Solar - Fixed | D | 47.2423 | 37.6874 | 45.6862 | 45.9082 | 43.5179 | 41.5683 | 38.8901 | 36.0028 | 37.0366 | 37.5352 | 36.5876 | 36.14 | 34.9174 | 34.483 | 33.8537 | 34.4274 | 33.6104 | 33.0302 | 33.4361 | 33.1861 | 32.9272 | 32.0886 | 32.2638 | 32.8229 | 32.2614 | 32.6472 | 32.674 | 33.7389
VDER | Hourly | Solar - Fixed - E | Solar - Fixed | E | 48.0342 | 38.2602 | 47.0541 | 48.4673 | 45.9345 | 43.3689 | 41.0063 | 37.8074 | 38.8714 | 39.3 | 38.5535 | 38.1454 | 36.9561 | 36.4309 | 35.7314 | 36.2237 | 35.3817 | 34.7805 | 35.3217 | 35.2129 | 34.607 | 33.8147 | 34.1263 | 34.8333 | 34.3421 | 34.5049 | 34.6285 | 35.7796
VDER | Hourly | Solar - Fixed - F | Solar - Fixed | F | 58.1855 | 44.3314 | 50.525 | 52.6412 | 48.8185 | 46.3763 | 44.2856 | 41.7602 | 42.4409 | 42.9479 | 42.0375 | 41.3934 | 40.3503 | 39.9624 | 39.4668 | 39.8199 | 38.9219 | 38.4783 | 38.855 | 38.736 | 38.531 | 38.1858 | 38.5121 | 39.0603 | 38.9582 | 38.8284 | 39.1847 | 40.6826
VDER | Hourly | Solar - Fixed - G | Solar - Fixed | G | 66.7165 | 48.0385 | 53.2959 | 53.0705 | 49.885 | 46.9935 | 44.4155 | 41.9633 | 42.6958 | 43.1819 | 42 | 41.3702 | 40.1245 | 39.6489 | 39.0763 | 39.4064 | 38.2907 | 37.761 | 38.2033 | 38.4079 | 38.8733 | 38.2094 | 38.7906 | 39.4194 | 39.3371 | 39.6308 | 40.0545 | 41.5427
VDER | Hourly | Solar - Fixed - H | Solar - Fixed | H | 66.1399 | 47.8069 | 53.9999 | 53.3389 | 50.1458 | 47.2527 | 43.9134 | 41.0955 | 41.9214 | 42.4933 | 41.9684 | 41.4444 | 40.312 | 39.8337 | 39.2444 | 39.5658 | 38.4505 | 37.9259 | 38.3183 | 38.4967 | 39.0555 | 38.36 | 38.9222 | 39.5672 | 39.4969 | 39.7574 | 40.2367 | 41.7557
VDER | Hourly | Solar - Fixed - I | Solar - Fixed | I | 66.1612 | 48.7119 | 53.5248 | 53.4149 | 50.2344 | 47.3103 | 44.0188 | 41.1819 | 42.0182 | 42.6119 | 42.0461 | 41.5498 | 40.4093 | 39.926 | 39.3406 | 39.7039 | 38.5719 | 38.0399 | 38.4591 | 38.6468 | 39.0818 | 38.3555 | 38.934 | 39.6186 | 39.5693 | 40.0334 | 40.4863 | 41.9793
VDER | Hourly | Solar - Fixed - J | Solar - Fixed | J | 66.1612 | 48.7119 | 54.3626 | 55.1482 | 51.7911 | 49.2693 | 46.5156 | 44.3455 | 45.4426 | 45.5313 | 44.7538 | 43.8519 | 42.7107 | 42.0761 | 41.4061 | 41.9948 | 40.8676 | 40.2278 | 40.7053 | 41.0574 | 41.6527 | 41.0838 | 41.6134 | 42.6155 | 42.5359 | 43.3915 | 43.7501 | 45.4287
VDER | Hourly | Solar - Fixed - K | Solar - Fixed | K | 68.2077 | 50.1784 | 57.525 | 57.8443 | 54.9952 | 51.7235 | 48.874 | 46.2488 | 47.2754 | 47.7218 | 46.2577 | 45.2833 | 43.8098 | 43.2367 | 42.5868 | 42.6205 | 41.5581 | 40.8809 | 41.2947 | 41.4878 | 41.927 | 41.2493 | 42.0085 | 42.6422 | 42.5824 | 42.9063 | 43.113 | 44.3285
VDER | Hourly | Hybrid Solar Plus Storage - A | Hybrid Solar Plus Storage | A | 55.948 | 45.1022 | 44.4038 | 45.4645 | 43.5691 | 41.5468 | 39.6208 | 36.51 | 37.6783 | 38.3375 | 37.9479 | 37.4963 | 36.3839 | 36.0519 | 35.5151 | 35.7374 | 34.9279 | 34.2357 | 34.5897 | 34.2532 | 33.5989 | 32.7209 | 32.9251 | 33.5918 | 33.3243 | 33.7879 | 33.9231 | 35.1611
VDER | Hourly | Hybrid Solar Plus Storage - B | Hybrid Solar Plus Storage | B | 54.708 | 44.3909 | 44.3554 | 44.7925 | 42.9391 | 41.0876 | 39.6438 | 36.4455 | 37.5492 | 38.2004 | 37.3464 | 36.9161 | 35.7957 | 35.3832 | 34.7851 | 34.942 | 34.0511 | 33.2966 | 33.6821 | 33.452 | 33.4095 | 32.591 | 32.8533 | 33.4494 | 33.1207 | 33.2863 | 33.397 | 34.665
VDER | Hourly | Hybrid Solar Plus Storage - C | Hybrid Solar Plus Storage | C | 46.9272 | 37.7665 | 45.8163 | 47.2507 | 44.9036 | 42.5823 | 40.0642 | 36.8771 | 37.9061 | 38.4841 | 38.1875 | 37.8311 | 36.655 | 36.3458 | 35.7034 | 36.2423 | 35.4324 | 34.9057 | 35.3059 | 35.1124 | 34.4867 | 33.6291 | 33.8258 | 34.4767 | 34.0417 | 34.1454 | 34.1719 | 35.317
VDER | Hourly | Hybrid Solar Plus Storage - D | Hybrid Solar Plus Storage | D | 46.1383 | 37.2006 | 44.8135 | 45.4253 | 43.3772 | 41.5304 | 39.1537 | 36.3438 | 37.3384 | 37.8891 | 37.0906 | 36.6226 | 35.4021 | 35.0753 | 34.4459 | 34.9536 | 34.1018 | 33.5633 | 33.9825 | 33.73 | 33.3647 | 32.5419 | 32.7373 | 33.213 | 32.6539 | 32.9523 | 32.9193 | 33.9871
VDER | Hourly | Hybrid Solar Plus Storage - E | Hybrid Solar Plus Storage | E | 46.9272 | 37.7665 | 46.2129 | 48.0076 | 45.7264 | 43.2623 | 41.1086 | 38.0147 | 39.0229 | 39.501 | 38.8731 | 38.4377 | 37.2436 | 36.8366 | 36.1603 | 36.6374 | 35.749 | 35.1772 | 35.7143 | 35.5794 | 34.8933 | 34.1055 | 34.3839 | 35.0108 | 34.5093 | 34.6274 | 34.6846 | 35.8181
VDER | Hourly | Hybrid Solar Plus Storage - F | Hybrid Solar Plus Storage | F | 56.1893 | 43.6068 | 48.9882 | 52.1148 | 48.4733 | 46.2234 | 44.3566 | 41.8965 | 42.6023 | 43.1535 | 42.3226 | 41.675 | 40.6088 | 40.2916 | 39.7764 | 40.0889 | 39.1513 | 38.6749 | 39.0987 | 38.894 | 38.6672 | 38.2452 | 38.5853 | 39.0757 | 38.9166 | 38.7815 | 39.0632 | 40.498
VDER | Hourly | Hybrid Solar Plus Storage - G | Hybrid Solar Plus Storage | G | 64.4239 | 47.3319 | 51.8948 | 52.6211 | 49.6058 | 46.874 | 44.515 | 42.0884 | 42.823 | 43.3817 | 42.3044 | 41.6508 | 40.4077 | 40.0298 | 39.4502 | 39.7318 | 38.6315 | 38.0928 | 38.601 | 38.7059 | 39.0673 | 38.3794 | 38.9583 | 39.5339 | 39.4149 | 39.6549 | 40.043 | 41.4783
VDER | Hourly | Hybrid Solar Plus Storage - H | Hybrid Solar Plus Storage | H | 63.9731 | 47.1275 | 52.5335 | 52.889 | 49.8436 | 47.1298 | 44.0561 | 41.2842 | 42.1148 | 42.759 | 42.2721 | 41.7333 | 40.6042 | 40.2163 | 39.62 | 39.8725 | 38.7761 | 38.2477 | 38.7007 | 38.776 | 39.2385 | 38.5054 | 39.07 | 39.6603 | 39.55 | 39.7588 | 40.209 | 41.6747
VDER | Hourly | Hybrid Solar Plus Storage - I | Hybrid Solar Plus Storage | I | 63.9946 | 48.0273 | 52.1037 | 52.9652 | 49.9497 | 47.1892 | 44.1721 | 41.3761 | 42.2269 | 42.8912 | 42.339 | 41.8375 | 40.7048 | 40.3103 | 39.707 | 40.024 | 38.9036 | 38.3574 | 38.8427 | 38.9285 | 39.2599 | 38.5088 | 39.0905 | 39.7154 | 39.6299 | 40.0145 | 40.4459 | 41.8949
VDER | Hourly | Hybrid Solar Plus Storage - J | Hybrid Solar Plus Storage | J | 63.9946 | 48.0273 | 52.9849 | 54.6736 | 51.4418 | 49.1032 | 46.5891 | 44.3892 | 45.4743 | 45.6834 | 44.9132 | 44.0365 | 42.874 | 42.3522 | 41.6864 | 42.1284 | 41.0218 | 40.3674 | 40.8989 | 41.1272 | 41.6773 | 41.0681 | 41.6319 | 42.5312 | 42.4411 | 43.1673 | 43.5533 | 45.1849
VDER | Hourly | Hybrid Solar Plus Storage - K | Hybrid Solar Plus Storage | K | 65.9155 | 49.4265 | 56.3585 | 57.7575 | 54.9258 | 51.8935 | 49.1751 | 46.5481 | 47.5285 | 47.9815 | 46.5931 | 45.5735 | 44.1145 | 43.6041 | 42.9443 | 42.9206 | 41.8424 | 41.1524 | 41.6409 | 41.7049 | 42.1099 | 41.4519 | 42.2057 | 42.7682 | 42.7102 | 43.0337 | 43.2429 | 44.395
Tier 1 | Hourly | Solar - Tracking - A | Solar - Tracking | A | 55.5759 | 44.7271 | 44.1211 | 45.0512 | 43.1364 | 41.1053 | 39.194 | 36.0396 | 37.1436 | 37.7798 | 37.3626 | 36.8567 | 35.7441 | 35.4024 | 34.8426 | 34.9996 | 34.1742 | 33.4769 | 33.7844 | 33.4454 | 32.7793 | 31.9059 | 32.074 | 32.7209 | 32.4073 | 32.8811 | 32.9815 | 34.2
Tier 1 | Hourly | Solar - Tracking - B | Solar - Tracking | B | 55.2345 | 44.502 | 44.4572 | 44.8043 | 42.9583 | 41.0797 | 39.6371 | 36.4402 | 37.5279 | 38.1648 | 37.2971 | 36.8166 | 35.7062 | 35.2808 | 34.6403 | 34.7904 | 33.8941 | 33.1681 | 33.5718 | 33.3459 | 33.3441 | 32.5245 | 32.7986 | 33.4517 | 33.0965 | 33.2857 | 33.3786 | 34.6794
Tier 1 | Hourly | Solar - Tracking - C | Solar - Tracking | C | 46.1063 | 37.2837 | 45.2676 | 46.4454 | 44.1085 | 41.7865 | 39.2616 | 35.9522 | 36.8645 | 37.4115 | 37.059 | 36.6662 | 35.4694 | 35.1315 | 34.4799 | 34.9357 | 34.0677 | 33.5036 | 33.8519 | 33.629 | 32.9486 | 32.0969 | 32.2189 | 32.8332 | 32.3151 | 32.4225 | 32.4162 | 33.47
Tier 1 | Hourly | Solar - Tracking - D | Solar - Tracking | D | 45.744 | 36.9576 | 44.4806 | 44.8609 | 42.7815 | 40.891 | 38.4931 | 35.5446 | 36.4358 | 36.9669 | 36.0051 | 35.5227 | 34.2546 | 33.9291 | 33.2637 | 33.7135 | 32.8199 | 32.2527 | 32.5875 | 32.3134 | 31.8979 | 31.0774 | 31.1589 | 31.616 | 30.9735 | 31.271 | 31.1952 | 32.1749
Tier 1 | Hourly | Solar - Tracking - E | Solar - Tracking | E | 45.744 | 36.9576 | 45.0648 | 46.4856 | 44.2688 | 41.855 | 39.7842 | 36.5579 | 37.3862 | 37.8701 | 37.1791 | 36.7173 | 35.4455 | 35.0444 | 34.3245 | 34.7135 | 33.7488 | 33.1245 | 33.5719 | 33.4203 | 32.601 | 31.8335 | 31.9958 | 32.5432 | 31.9387 | 32.0604 | 32.0427 | 33.0524
Tier 1 | Hourly | Solar - Tracking - F | Solar - Tracking | F | 54.9967 | 43.0173 | 47.8954 | 50.8603 | 47.2415 | 45.0431 | 43.1879 | 40.687 | 41.2488 | 41.8053 | 40.8516 | 40.186 | 39.0291 | 38.7029 | 38.1118 | 38.3582 | 37.3446 | 36.844 | 37.1588 | 36.8831 | 36.6258 | 36.1725 | 36.3604 | 36.8117 | 36.5527 | 36.4588 | 36.6436 | 37.9915
Tier 1 | Hourly | Solar - Tracking - G | Solar - Tracking | G | 63.496 | 46.967 | 51.3483 | 51.982 | 48.9584 | 46.2269 | 43.8544 | 41.3616 | 42.002 | 42.5912 | 41.3766 | 40.6812 | 39.3743 | 38.9725 | 38.3575 | 38.6052 | 37.4613 | 36.875 | 37.3544 | 37.4037 | 37.7055 | 37.0272 | 37.5105 | 38.0143 | 37.869 | 38.1081 | 38.4275 | 39.7728
Tier 1 | Hourly | Solar - Tracking - H | Solar - Tracking | H | 63.496 | 46.967 | 52.0105 | 52.2555 | 49.2079 | 46.4895 | 43.3404 | 40.4994 | 41.2328 | 41.9094 | 41.3371 | 40.7601 | 39.5753 | 39.1621 | 38.5328 | 38.7376 | 37.606 | 37.0283 | 37.4443 | 37.4613 | 37.8826 | 37.16 | 37.6273 | 38.1523 | 38.0111 | 38.2078 | 38.6008 | 39.9803
Tier 1 | Hourly | Solar - Tracking - I | Solar - Tracking | I | 63.5162 | 47.9054 | 51.5047 | 52.3331 | 49.3095 | 46.551 | 43.4653 | 40.597 | 41.3457 | 42.0411 | 41.4256 | 40.8752 | 39.6852 | 39.2761 | 38.652 | 38.9018 | 37.7462 | 37.1515 | 37.5968 | 37.6232 | 37.9107 | 37.171 | 37.6468 | 38.1998 | 38.0876 | 38.4989 | 38.8591 | 40.2181
Tier 1 | Hourly | Solar - Tracking - J | Solar - Tracking | J | 63.5162 | 47.9054 | 52.4836 | 54.1188 | 50.8897 | 48.5799 | 46.0028 | 43.7507 | 44.7572 | 44.9209 | 44.059 | 43.1618 | 41.9468 | 41.3841 | 40.6533 | 41.0449 | 39.8628 | 39.143 | 39.6635 | 39.8263 | 40.3879 | 39.7564 | 40.2317 | 41.0662 | 40.916 | 41.6515 | 41.9894 | 43.5289
Tier 1 | Hourly | Solar - Tracking - K | Solar - Tracking | K | 65.638 | 49.2773 | 56.0354 | 57.4491 | 54.607 | 51.5835 | 48.8309 | 46.1498 | 47.0503 | 47.4951 | 46.0211 | 44.9622 | 43.4588 | 42.925 | 42.2497 | 42.1799 | 41.0699 | 40.3305 | 40.8055 | 40.8481 | 41.2211 | 40.5482 | 41.2436 | 41.7603 | 41.6879 | 42.0414 | 42.2283 | 43.346
Tier 1 | Hourly | Solar - Fixed - A | Solar - Fixed | A | 55.4368 | 44.7455 | 44.1176 | 44.6972 | 42.5501 | 40.4714 | 38.3579 | 35.0095 | 36.0638 | 36.6384 | 36.0796 | 35.6117 | 34.4906 | 34.0554 | 33.5158 | 33.6025 | 32.7612 | 32.0059 | 32.2724 | 31.9363 | 31.4026 | 30.5381 | 30.6359 | 31.3334 | 30.9638 | 31.4645 | 31.572 | 32.7492
Tier 1 | Hourly | Solar - Fixed - B | Solar - Fixed | B | 55.4368 | 44.7455 | 44.6893 | 44.7481 | 42.6567 | 40.693 | 39.0987 | 35.672 | 36.7424 | 37.3318 | 36.2491 | 35.8283 | 34.7146 | 34.1882 | 33.5649 | 33.6472 | 32.709 | 31.9158 | 32.2923 | 32.0854 | 32.2201 | 31.4261 | 31.6223 | 32.327 | 31.8968 | 32.1068 | 32.196 | 33.4167
Tier 1 | Hourly | Solar - Fixed - C | Solar - Fixed | C | 46.2538 | 37.3431 | 45.5372 | 46.3834 | 43.8938 | 41.5425 | 38.9063 | 35.4581 | 36.3602 | 36.8718 | 36.4757 | 36.1122 | 34.8958 | 34.4966 | 33.8637 | 34.2914 | 33.4365 | 32.841 | 33.1667 | 32.958 | 32.3229 | 31.4664 | 31.576 | 32.2504 | 31.7075 | 31.8022 | 31.8269 | 32.8327
Tier 1 | Hourly | Solar - Fixed - D | Solar - Fixed | D | 46.6802 | 37.4398 | 45.1958 | 45.4194 | 43.1609 | 41.2104 | 38.6704 | 35.7051 | 36.6722 | 37.1609 | 36.1417 | 35.6713 | 34.4288 | 34.0364 | 33.3998 | 33.8615 | 32.9925 | 32.4142 | 32.7539 | 32.4974 | 32.1787 | 31.346 | 31.4617 | 31.9682 | 31.3468 | 31.6872 | 31.671 | 32.6707
Tier 1 | Hourly | Solar - Fixed - E | Solar - Fixed | E | 46.6802 | 37.4398 | 45.7465 | 46.974 | 44.6074 | 42.1363 | 39.9488 | 36.6791 | 37.5843 | 38.0235 | 37.2777 | 36.8301 | 35.5875 | 35.1114 | 34.4187 | 34.7966 | 33.862 | 33.2319 | 33.689 | 33.5592 | 32.8249 | 32.0525 | 32.2598 | 32.8691 | 32.2918 | 32.4325 | 32.4798 | 33.515
Tier 1 | Hourly | Solar - Fixed - F | Solar - Fixed | F | 55.9555 | 43.4524 | 48.6681 | 51.2918 | 47.55 | 45.2617 | 43.3121 | 40.779 | 41.3251 | 41.866 | 40.8613 | 40.1935 | 39.0463 | 38.6927 | 38.1172 | 38.3888 | 37.3792 | 36.8808 | 37.1794 | 36.9302 | 36.6909 | 36.2743 | 36.4489 | 36.9354 | 36.6969 | 36.6134 | 36.8411 | 38.2
Tier 1 | Hourly | Solar - Fixed - G | Solar - Fixed | G | 64.7844 | 47.4171 | 52.1162 | 52.3652 | 49.2483 | 46.4154 | 43.9428 | 41.4251 | 42.048 | 42.6126 | 41.328 | 40.6317 | 39.3287 | 38.8896 | 38.2701 | 38.5401 | 37.3795 | 36.7976 | 37.2364 | 37.3401 | 37.6964 | 37.0311 | 37.4936 | 38.0426 | 37.9009 | 38.1585 | 38.5044 | 39.8681
Tier 1 | Hourly | Solar - Fixed - H | Solar - Fixed | H | 64.7844 | 47.4171 | 52.819 | 52.6429 | 49.5137 | 46.683 | 43.4052 | 40.5299 | 41.2435 | 41.8968 | 41.2912 | 40.711 | 39.5309 | 39.0841 | 38.4499 | 38.6849 | 37.5334 | 36.958 | 37.3402 | 37.4133 | 37.8785 | 37.1767 | 37.6228 | 38.1899 | 38.0526 | 38.2748 | 38.6851 | 40.083
Tier 1 | Hourly | Solar - Fixed - I | Solar - Fixed | I | 64.8042 | 48.381 | 52.2653 | 52.7217 | 49.6074 | 46.7444 | 43.528 | 40.6271 | 41.3523 | 42.0241 | 41.3861 | 40.8278 | 39.6429 | 39.2 | 38.5747 | 38.845 | 37.6734 | 37.0875 | 37.4944 | 37.5739 | 37.9089 | 37.1826 | 37.6373 | 38.2361 | 38.1284 | 38.5795 | 38.9563 | 40.329
Tier 1 | Hourly | Solar - Fixed - J | Solar - Fixed | J | 64.8042 | 48.381 | 53.2622 | 54.5462 | 51.2331 | 48.8233 | 46.1236 | 43.8751 | 44.8818 | 44.9874 | 44.0986 | 43.1928 | 41.9896 | 41.389 | 40.6358 | 41.0916 | 39.8848 | 39.166 | 39.6718 | 39.8833 | 40.4769 | 39.8828 | 40.3183 | 41.2197 | 41.0527 | 41.8534 | 42.1894 | 43.7445
Tier 1 | Hourly | Solar - Fixed - K | Solar - Fixed | K | 67 | 49.8239 | 56.8114 | 57.8178 | 54.9226 | 51.7735 | 48.9335 | 46.2372 | 47.1354 | 47.5855 | 46.0257 | 44.9666 | 43.4638 | 42.8988 | 42.2091 | 42.1662 | 41.0477 | 40.3098 | 40.7451 | 40.8533 | 41.2442 | 40.5652 | 41.2507 | 41.8068 | 41.7153 | 42.0822 | 42.2682 | 43.4059
Tier 1 | Hourly | Hybrid Solar Plus Storage - A | Hybrid Solar Plus Storage | A | 55.5759 | 44.7271 | 44.1211 | 45.0512 | 43.1364 | 41.1053 | 39.194 | 36.0396 | 37.1436 | 37.7798 | 37.3626 | 36.8567 | 35.7441 | 35.4024 | 34.8426 | 34.9996 | 34.1742 | 33.4769 | 33.7844 | 33.4454 | 32.7793 | 31.9059 | 32.074 | 32.7209 | 32.4073 | 32.8811 | 32.9815 | 34.2
Tier 1 | Hourly | Hybrid Solar Plus Storage - B | Hybrid Solar Plus Storage | B | 55.2345 | 44.502 | 44.4572 | 44.8043 | 42.9583 | 41.0797 | 39.6371 | 36.4402 | 37.5279 | 38.1648 | 37.2971 | 36.8166 | 35.7062 | 35.2808 | 34.6403 | 34.7904 | 33.8941 | 33.1681 | 33.5718 | 33.3459 | 33.3441 | 32.5245 | 32.7986 | 33.4517 | 33.0965 | 33.2857 | 33.3786 | 34.6794
Tier 1 | Hourly | Hybrid Solar Plus Storage - C | Hybrid Solar Plus Storage | C | 46.1063 | 37.2837 | 45.2676 | 46.4454 | 44.1085 | 41.7865 | 39.2616 | 35.9522 | 36.8645 | 37.4115 | 37.059 | 36.6662 | 35.4694 | 35.1315 | 34.4799 | 34.9357 | 34.0677 | 33.5036 | 33.8519 | 33.629 | 32.9486 | 32.0969 | 32.2189 | 32.8332 | 32.3151 | 32.4225 | 32.4162 | 33.47
Tier 1 | Hourly | Hybrid Solar Plus Storage - D | Hybrid Solar Plus Storage | D | 45.744 | 36.9576 | 44.4806 | 44.8609 | 42.7815 | 40.891 | 38.4931 | 35.5446 | 36.4358 | 36.9669 | 36.0051 | 35.5227 | 34.2546 | 33.9291 | 33.2637 | 33.7135 | 32.8199 | 32.2527 | 32.5875 | 32.3134 | 31.8979 | 31.0774 | 31.1589 | 31.616 | 30.9735 | 31.271 | 31.1952 | 32.1749
Tier 1 | Hourly | Hybrid Solar Plus Storage - E | Hybrid Solar Plus Storage | E | 45.744 | 36.9576 | 45.0648 | 46.4856 | 44.2688 | 41.855 | 39.7842 | 36.5579 | 37.3862 | 37.8701 | 37.1791 | 36.7173 | 35.4455 | 35.0444 | 34.3245 | 34.7135 | 33.7488 | 33.1245 | 33.5719 | 33.4203 | 32.601 | 31.8335 | 31.9958 | 32.5432 | 31.9387 | 32.0604 | 32.0427 | 33.0524
Tier 1 | Hourly | Hybrid Solar Plus Storage - F | Hybrid Solar Plus Storage | F | 54.9967 | 43.0173 | 47.8954 | 50.8603 | 47.2415 | 45.0431 | 43.1879 | 40.687 | 41.2488 | 41.8053 | 40.8516 | 40.186 | 39.0291 | 38.7029 | 38.1118 | 38.3582 | 37.3446 | 36.844 | 37.1588 | 36.8831 | 36.6258 | 36.1725 | 36.3604 | 36.8117 | 36.5527 | 36.4588 | 36.6436 | 37.9915
Tier 1 | Hourly | Hybrid Solar Plus Storage - G | Hybrid Solar Plus Storage | G | 63.496 | 46.967 | 51.3483 | 51.982 | 48.9584 | 46.2269 | 43.8544 | 41.3616 | 42.002 | 42.5912 | 41.3766 | 40.6812 | 39.3743 | 38.9725 | 38.3575 | 38.6052 | 37.4613 | 36.875 | 37.3544 | 37.4037 | 37.7055 | 37.0272 | 37.5105 | 38.0143 | 37.869 | 38.1081 | 38.4275 | 39.7728
Tier 1 | Hourly | Hybrid Solar Plus Storage - H | Hybrid Solar Plus Storage | H | 63.496 | 46.967 | 52.0105 | 52.2555 | 49.2079 | 46.4895 | 43.3404 | 40.4994 | 41.2328 | 41.9094 | 41.3371 | 40.7601 | 39.5753 | 39.1621 | 38.5328 | 38.7376 | 37.606 | 37.0283 | 37.4443 | 37.4613 | 37.8826 | 37.16 | 37.6273 | 38.1523 | 38.0111 | 38.2078 | 38.6008 | 39.9803
Tier 1 | Hourly | Hybrid Solar Plus Storage - I | Hybrid Solar Plus Storage | I | 63.5162 | 47.9054 | 51.5047 | 52.3331 | 49.3095 | 46.551 | 43.4653 | 40.597 | 41.3457 | 42.0411 | 41.4256 | 40.8752 | 39.6852 | 39.2761 | 38.652 | 38.9018 | 37.7462 | 37.1515 | 37.5968 | 37.6232 | 37.9107 | 37.171 | 37.6468 | 38.1998 | 38.0876 | 38.4989 | 38.8591 | 40.2181
Tier 1 | Hourly | Hybrid Solar Plus Storage - J | Hybrid Solar Plus Storage | J | 63.5162 | 47.9054 | 52.4836 | 54.1188 | 50.8897 | 48.5799 | 46.0028 | 43.7507 | 44.7572 | 44.9209 | 44.059 | 43.1618 | 41.9468 | 41.3841 | 40.6533 | 41.0449 | 39.8628 | 39.143 | 39.6635 | 39.8263 | 40.3879 | 39.7564 | 40.2317 | 41.0662 | 40.916 | 41.6515 | 41.9894 | 43.5289
Tier 1 | Hourly | Hybrid Solar Plus Storage - K | Hybrid Solar Plus Storage | K | 65.638 | 49.2773 | 56.0354 | 57.4491 | 54.607 | 51.5835 | 48.8309 | 46.1498 | 47.0503 | 47.4951 | 46.0211 | 44.9622 | 43.4588 | 42.925 | 42.2497 | 42.1799 | 41.0699 | 40.3305 | 40.8055 | 40.8481 | 41.2211 | 40.5482 | 41.2436 | 41.7603 | 41.6879 | 42.0414 | 42.2283 | 43.346
Tier 1 | Hourly | Land-Based Wind - A | Land-Based Wind | A | 56.5664 | 43.1983 | 45.7042 | 47.5717 | 46.8015 | 45.5412 | 45.3969 | 44.2829 | 46.4449 | 47.3189 | 47.8845 | 47.5221 | 47.2431 | 47.0887 | 47.075 | 47.2676 | 46.9225 | 46.7067 | 47.3679 | 47.3685 | 47.5538 | 46.751 | 47.6285 | 48.7455 | 49.4454 | 49.204 | 50.0005 | 52.1101
Tier 1 | Hourly | Land-Based Wind - B | Land-Based Wind | B | 56.3232 | 42.9751 | 46.3816 | 48.1932 | 47.4741 | 46.2281 | 45.8943 | 44.9109 | 47.0836 | 48.0051 | 48.4453 | 48.1767 | 47.8934 | 47.7347 | 47.5139 | 47.7384 | 47.353 | 47.1883 | 47.7267 | 47.9866 | 48.2727 | 47.6285 | 48.5683 | 49.6661 | 50.4519 | 50.3794 | 51.1276 | 53.4313
Tier 1 | Hourly | Land-Based Wind - C | Land-Based Wind | C | 50.8402 | 39.2996 | 48.0901 | 51.4416 | 49.8613 | 48.136 | 46.9313 | 45.6351 | 47.5451 | 48.5387 | 48.8048 | 48.69 | 48.3787 | 48.2568 | 47.9222 | 48.0668 | 47.5974 | 47.512 | 48.1501 | 48.5702 | 48.8776 | 48.3075 | 49.1684 | 50.2478 | 50.7787 | 50.7653 | 51.3422 | 53.7088
Tier 1 | Hourly | Land-Based Wind - D | Land-Based Wind | D | 49.8169 | 38.7342 | 46.7844 | 48.7017 | 47.7946 | 46.6221 | 45.6217 | 44.3378 | 46.1368 | 47.0397 | 47.3071 | 47.0056 | 46.5679 | 46.3846 | 46.1262 | 46.1664 | 45.6419 | 45.4839 | 46.165 | 46.4843 | 46.7078 | 46.1479 | 47.0054 | 47.8395 | 48.2006 | 47.987 | 48.4286 | 50.5589
Tier 1 | Hourly | Land-Based Wind - E | Land-Based Wind | E | 49.8169 | 38.7342 | 47.2541 | 50.9566 | 49.4826 | 47.812 | 46.6225 | 45.1824 | 46.9481 | 47.8298 | 48.1088 | 47.846 | 47.4342 | 47.2968 | 47.0703 | 47.1797 | 46.6733 | 46.5242 | 47.2582 | 47.5892 | 47.8777 | 47.3033 | 48.1814 | 49.1656 | 49.6179 | 49.5278 | 50.0999 | 52.3327
Tier 1 | Hourly | Land-Based Wind - F | Land-Based Wind | F | 59.7433 | 44.4021 | 51.8556 | 56.7271 | 53.3759 | 51.3685 | 50.3847 | 49.1695 | 50.7888 | 51.6845 | 51.8766 | 51.6825 | 51.3554 | 51.2423 | 51.0972 | 51.2694 | 50.801 | 50.6156 | 51.5605 | 52.0599 | 52.5252 | 52.2159 | 53.2481 | 54.4679 | 54.9933 | 55.112 | 56.001 | 58.4017
Tier 1 | Hourly | Land-Based Wind - G | Land-Based Wind | G | 67.0965 | 47.7015 | 55.1315 | 56.7783 | 53.993 | 51.8067 | 50.5616 | 49.1817 | 50.9052 | 51.8721 | 52.0823 | 51.8802 | 51.4444 | 51.3651 | 51.1765 | 51.1921 | 50.619 | 50.3101 | 51.2453 | 51.8681 | 52.4607 | 52.0419 | 53.2061 | 54.4567 | 54.9786 | 55.0616 | 55.8737 | 58.2589
Tier 1 | Hourly | Land-Based Wind - H | Land-Based Wind | H | 67.0965 | 47.7015 | 55.2311 | 57.0063 | 54.1857 | 51.9849 | 50.6561 | 49.1517 | 50.9264 | 51.9244 | 52.1324 | 51.9861 | 51.5672 | 51.5076 | 51.3149 | 51.3227 | 50.7492 | 50.4447 | 51.3675 | 51.9875 | 52.5709 | 52.1355 | 53.2972 | 54.5672 | 55.0879 | 55.1844 | 55.9993 | 58.386
Tier 1 | Hourly | Land-Based Wind - I | Land-Based Wind | I | 67.1025 | 47.9144 | 55.3861 | 57.0613 | 54.2331 | 52.0221 | 50.6815 | 49.1898 | 50.9506 | 51.9433 | 52.1496 | 51.9926 | 51.5843 | 51.5087 | 51.3057 | 51.3075 | 50.7218 | 50.4048 | 51.3526 | 51.9708 | 52.5644 | 52.1243 | 53.2895 | 54.5631 | 55.0828 | 55.172 | 55.986 | 58.3624
Tier 1 | Hourly | Land-Based Wind - J | Land-Based Wind | J | 67.1025 | 47.9144 | 55.8266 | 57.8735 | 54.9412 | 52.7693 | 51.7334 | 50.5774 | 52.331 | 53.179 | 53.1842 | 52.8282 | 52.3131 | 52.1929 | 52.0351 | 52.0463 | 51.494 | 51.2321 | 52.1747 | 52.7986 | 53.4575 | 53.0248 | 54.2008 | 55.7392 | 56.371 | 56.5036 | 57.4361 | 59.8637
Tier 1 | Hourly | Land-Based Wind - K | Land-Based Wind | K | 70.2281 | 50.082 | 59.5257 | 62.1575 | 59.1742 | 55.8522 | 53.9956 | 52.572 | 54.3395 | 55.1696 | 55.2216 | 54.6902 | 54.064 | 53.8762 | 53.6469 | 53.6159 | 53.0605 | 52.7039 | 53.6859 | 54.3649 | 55.1281 | 54.7047 | 56.0151 | 57.3511 | 57.9081 | 57.713 | 58.3535 | 59.9508
Revenue | ValFactor | Type-Zone | Type | Zone | 2023 | 2024 | 2025 | 2026 | 2027 | 2028 | 2029 | 2030 | 2031 | 2032 | 2033 | 2034 | 2035 | 2036 | 2037 | 2038 | 2039 | 2040 | 2041 | 2042 | 2043 | 2044 | 2045 | 2046 | 2047 | 2048 | 2049 | 2050
Tier 1/VDER | UCAP | Solar - Tracking - A | Solar - Tracking | A | 10.5414 | 7.0988 | 8.2997 | 6.0709 | 6.2417 | 6.3994 | 5.7437 | 5.4955 | 5.7404 | 5.9255 | 5.9049 | 4.9714 | 5.2558 | 5.5361 | 5.7368 | 5.9578 | 5.9872 | 5.813 | 5.9207 | 5.8471 | 5.7991 | 5.8512 | 5.9181 | 5.8273 | 5.7655 | 5.7223 | 5.6779 | 5.5419
Tier 1/VDER | UCAP | Solar - Tracking - B | Solar - Tracking | B | 10.5414 | 7.0988 | 8.2997 | 6.0709 | 6.2417 | 6.3994 | 5.7437 | 5.4955 | 5.7404 | 5.9255 | 5.9049 | 4.9714 | 5.2558 | 5.5361 | 5.7368 | 5.9578 | 5.9872 | 5.813 | 5.9207 | 5.8471 | 5.7991 | 5.8512 | 5.9181 | 5.8273 | 5.7655 | 5.7223 | 5.6779 | 5.5419
Tier 1/VDER | UCAP | Solar - Tracking - C | Solar - Tracking | C | 10.5414 | 7.0988 | 8.2997 | 6.0709 | 6.2417 | 6.3994 | 5.7437 | 5.4955 | 5.7404 | 5.9255 | 5.9049 | 4.9714 | 5.2558 | 5.5361 | 5.7368 | 5.9578 | 5.9872 | 5.813 | 5.9207 | 5.8471 | 5.7991 | 5.8512 | 5.9181 | 5.8273 | 5.7655 | 5.7223 | 5.6779 | 5.5419
Tier 1/VDER | UCAP | Solar - Tracking - D | Solar - Tracking | D | 10.5414 | 7.0988 | 8.2997 | 6.0709 | 6.2417 | 6.3994 | 5.7437 | 5.4955 | 5.7404 | 5.9255 | 5.9049 | 4.9714 | 5.2558 | 5.5361 | 5.7368 | 5.9578 | 5.9872 | 5.813 | 5.9207 | 5.8471 | 5.7991 | 5.8512 | 5.9181 | 5.8273 | 5.7655 | 5.7223 | 5.6779 | 5.5419
Tier 1/VDER | UCAP | Solar - Tracking - E | Solar - Tracking | E | 10.5414 | 7.0988 | 8.2997 | 6.0709 | 6.2417 | 6.3994 | 5.7437 | 5.4955 | 5.7404 | 5.9255 | 5.9049 | 4.9714 | 5.2558 | 5.5361 | 5.7368 | 5.9578 | 5.9872 | 5.813 | 5.9207 | 5.8471 | 5.7991 | 5.8512 | 5.9181 | 5.8273 | 5.7655 | 5.7223 | 5.6779 | 5.5419
Tier 1/VDER | UCAP | Solar - Tracking - F | Solar - Tracking | F | 10.5414 | 7.0988 | 8.2997 | 6.0709 | 6.2417 | 6.3994 | 5.7437 | 5.4955 | 5.7404 | 5.9255 | 5.9049 | 4.9714 | 5.2558 | 5.5361 | 5.7368 | 5.9578 | 5.9872 | 5.813 | 5.9207 | 5.8471 | 5.7991 | 5.8512 | 5.9181 | 5.8273 | 5.7655 | 5.7223 | 5.6779 | 5.5419
Tier 1/VDER | UCAP | Solar - Tracking - G | Solar - Tracking | G | 13.0959 | 11.6445 | 8.3882 | 6.3998 | 6.4975 | 7.0729 | 6.7071 | 6.4466 | 6.6399 | 6.7397 | 6.6644 | 5.5128 | 5.7842 | 6.0979 | 6.323 | 6.6097 | 6.7082 | 6.5926 | 6.8151 | 6.596 | 6.9798 | 7.6164 | 7.627 | 7.3524 | 7.3251 | 7.091 | 6.877 | 6.5968
Tier 1/VDER | UCAP | Solar - Tracking - H | Solar - Tracking | H | 13.0959 | 11.6445 | 8.3882 | 6.3998 | 6.4975 | 7.0729 | 6.7071 | 6.4466 | 6.6399 | 6.7397 | 6.6644 | 5.5128 | 5.7842 | 6.0979 | 6.323 | 6.6097 | 6.7082 | 6.5926 | 6.8151 | 6.596 | 6.9798 | 7.6164 | 7.627 | 7.3524 | 7.3251 | 7.091 | 6.877 | 6.5968
Tier 1/VDER | UCAP | Solar - Tracking - I | Solar - Tracking | I | 13.0959 | 11.6445 | 8.3882 | 6.3998 | 6.4975 | 7.0729 | 6.7071 | 6.4466 | 6.6399 | 6.7397 | 6.6644 | 5.5128 | 5.7842 | 6.0979 | 6.323 | 6.6097 | 6.7082 | 6.5926 | 6.8151 | 6.596 | 6.9798 | 7.6164 | 7.627 | 7.3524 | 7.3251 | 7.091 | 6.877 | 6.5968
Tier 1/VDER | UCAP | Solar - Tracking - J | Solar - Tracking | J | 13.6456 | 12.8587 | 13.9537 | 18.6876 | 15.8448 | 14.8634 | 13.9573 | 13.0518 | 12.7013 | 11.9983 | 11.6808 | 9.4288 | 9.3821 | 9.1646 | 9.1213 | 9.0257 | 9.0074 | 8.7007 | 8.9453 | 8.6047 | 8.2762 | 8.5944 | 8.5926 | 8.2821 | 8.2623 | 7.9709 | 7.7219 | 7.4306
Tier 1/VDER | UCAP | Solar - Tracking - K | Solar - Tracking | K | 18.3666 | 12.4851 | 9.9554 | 6.8334 | 7.1312 | 8.2212 | 7.6768 | 7.1199 | 7.2028 | 7.4012 | 7.2517 | 6.0048 | 6.0742 | 6.2979 | 6.5657 | 6.7484 | 6.8077 | 6.6163 | 6.6588 | 6.5253 | 6.6325 | 6.7051 | 6.7405 | 6.5974 | 6.4786 | 6.3906 | 6.3414 | 6.1878
Tier 1/VDER | UCAP | Solar - Fixed - A | Solar - Fixed | A | 10.5414 | 7.0988 | 8.2997 | 6.0709 | 6.2417 | 6.3994 | 5.7437 | 5.4955 | 5.7404 | 5.9255 | 5.9049 | 4.9714 | 5.2558 | 5.5361 | 5.7368 | 5.9578 | 5.9872 | 5.813 | 5.9207 | 5.8471 | 5.7991 | 5.8512 | 5.9181 | 5.8273 | 5.7655 | 5.7223 | 5.6779 | 5.5419
Tier 1/VDER | UCAP | Solar - Fixed - B | Solar - Fixed | B | 10.5414 | 7.0988 | 8.2997 | 6.0709 | 6.2417 | 6.3994 | 5.7437 | 5.4955 | 5.7404 | 5.9255 | 5.9049 | 4.9714 | 5.2558 | 5.5361 | 5.7368 | 5.9578 | 5.9872 | 5.813 | 5.9207 | 5.8471 | 5.7991 | 5.8512 | 5.9181 | 5.8273 | 5.7655 | 5.7223 | 5.6779 | 5.5419
Tier 1/VDER | UCAP | Solar - Fixed - C | Solar - Fixed | C | 10.5414 | 7.0988 | 8.2997 | 6.0709 | 6.2417 | 6.3994 | 5.7437 | 5.4955 | 5.7404 | 5.9255 | 5.9049 | 4.9714 | 5.2558 | 5.5361 | 5.7368 | 5.9578 | 5.9872 | 5.813 | 5.9207 | 5.8471 | 5.7991 | 5.8512 | 5.9181 | 5.8273 | 5.7655 | 5.7223 | 5.6779 | 5.5419
Tier 1/VDER | UCAP | Solar - Fixed - D | Solar - Fixed | D | 10.5414 | 7.0988 | 8.2997 | 6.0709 | 6.2417 | 6.3994 | 5.7437 | 5.4955 | 5.7404 | 5.9255 | 5.9049 | 4.9714 | 5.2558 | 5.5361 | 5.7368 | 5.9578 | 5.9872 | 5.813 | 5.9207 | 5.8471 | 5.7991 | 5.8512 | 5.9181 | 5.8273 | 5.7655 | 5.7223 | 5.6779 | 5.5419
Tier 1/VDER | UCAP | Solar - Fixed - E | Solar - Fixed | E | 10.5414 | 7.0988 | 8.2997 | 6.0709 | 6.2417 | 6.3994 | 5.7437 | 5.4955 | 5.7404 | 5.9255 | 5.9049 | 4.9714 | 5.2558 | 5.5361 | 5.7368 | 5.9578 | 5.9872 | 5.813 | 5.9207 | 5.8471 | 5.7991 | 5.8512 | 5.9181 | 5.8273 | 5.7655 | 5.7223 | 5.6779 | 5.5419
Tier 1/VDER | UCAP | Solar - Fixed - F | Solar - Fixed | F | 10.5414 | 7.0988 | 8.2997 | 6.0709 | 6.2417 | 6.3994 | 5.7437 | 5.4955 | 5.7404 | 5.9255 | 5.9049 | 4.9714 | 5.2558 | 5.5361 | 5.7368 | 5.9578 | 5.9872 | 5.813 | 5.9207 | 5.8471 | 5.7991 | 5.8512 | 5.9181 | 5.8273 | 5.7655 | 5.7223 | 5.6779 | 5.5419
Tier 1/VDER | UCAP | Solar - Fixed - G | Solar - Fixed | G | 13.0959 | 11.6445 | 8.3882 | 6.3998 | 6.4975 | 7.0729 | 6.7071 | 6.4466 | 6.6399 | 6.7397 | 6.6644 | 5.5128 | 5.7842 | 6.0979 | 6.323 | 6.6097 | 6.7082 | 6.5926 | 6.8151 | 6.596 | 6.9798 | 7.6164 | 7.627 | 7.3524 | 7.3251 | 7.091 | 6.877 | 6.5968
Tier 1/VDER | UCAP | Solar - Fixed - H | Solar - Fixed | H | 13.0959 | 11.6445 | 8.3882 | 6.3998 | 6.4975 | 7.0729 | 6.7071 | 6.4466 | 6.6399 | 6.7397 | 6.6644 | 5.5128 | 5.7842 | 6.0979 | 6.323 | 6.6097 | 6.7082 | 6.5926 | 6.8151 | 6.596 | 6.9798 | 7.6164 | 7.627 | 7.3524 | 7.3251 | 7.091 | 6.877 | 6.5968
Tier 1/VDER | UCAP | Solar - Fixed - I | Solar - Fixed | I | 13.0959 | 11.6445 | 8.3882 | 6.3998 | 6.4975 | 7.0729 | 6.7071 | 6.4466 | 6.6399 | 6.7397 | 6.6644 | 5.5128 | 5.7842 | 6.0979 | 6.323 | 6.6097 | 6.7082 | 6.5926 | 6.8151 | 6.596 | 6.9798 | 7.6164 | 7.627 | 7.3524 | 7.3251 | 7.091 | 6.877 | 6.5968
Tier 1/VDER | UCAP | Solar - Fixed - J | Solar - Fixed | J | 13.6456 | 12.8587 | 13.9537 | 18.6876 | 15.8448 | 14.8634 | 13.9573 | 13.0518 | 12.7013 | 11.9983 | 11.6808 | 9.4288 | 9.3821 | 9.1646 | 9.1213 | 9.0257 | 9.0074 | 8.7007 | 8.9453 | 8.6047 | 8.2762 | 8.5944 | 8.5926 | 8.2821 | 8.2623 | 7.9709 | 7.7219 | 7.4306
Tier 1/VDER | UCAP | Solar - Fixed - K | Solar - Fixed | K | 18.3666 | 12.4851 | 9.9554 | 6.8334 | 7.1312 | 8.2212 | 7.6768 | 7.1199 | 7.2028 | 7.4012 | 7.2517 | 6.0048 | 6.0742 | 6.2979 | 6.5657 | 6.7484 | 6.8077 | 6.6163 | 6.6588 | 6.5253 | 6.6325 | 6.7051 | 6.7405 | 6.5974 | 6.4786 | 6.3906 | 6.3414 | 6.1878
Tier 1/VDER | UCAP | Hybrid Solar Plus Storage - A | Hybrid Solar Plus Storage | A | 10.5414 | 7.0988 | 8.2997 | 6.0709 | 6.2417 | 6.3994 | 5.7437 | 5.4955 | 5.7404 | 5.9255 | 5.9049 | 4.9714 | 5.2558 | 5.5361 | 5.7368 | 5.9578 | 5.9872 | 5.813 | 5.9207 | 5.8471 | 5.7991 | 5.8512 | 5.9181 | 5.8273 | 5.7655 | 5.7223 | 5.6779 | 5.5419
Tier 1/VDER | UCAP | Hybrid Solar Plus Storage - B | Hybrid Solar Plus Storage | B | 10.5414 | 7.0988 | 8.2997 | 6.0709 | 6.2417 | 6.3994 | 5.7437 | 5.4955 | 5.7404 | 5.9255 | 5.9049 | 4.9714 | 5.2558 | 5.5361 | 5.7368 | 5.9578 | 5.9872 | 5.813 | 5.9207 | 5.8471 | 5.7991 | 5.8512 | 5.9181 | 5.8273 | 5.7655 | 5.7223 | 5.6779 | 5.5419
Tier 1/VDER | UCAP | Hybrid Solar Plus Storage - C | Hybrid Solar Plus Storage | C | 10.5414 | 7.0988 | 8.2997 | 6.0709 | 6.2417 | 6.3994 | 5.7437 | 5.4955 | 5.7404 | 5.9255 | 5.9049 | 4.9714 | 5.2558 | 5.5361 | 5.7368 | 5.9578 | 5.9872 | 5.813 | 5.9207 | 5.8471 | 5.7991 | 5.8512 | 5.9181 | 5.8273 | 5.7655 | 5.7223 | 5.6779 | 5.5419
Tier 1/VDER | UCAP | Hybrid Solar Plus Storage - D | Hybrid Solar Plus Storage | D | 10.5414 | 7.0988 | 8.2997 | 6.0709 | 6.2417 | 6.3994 | 5.7437 | 5.4955 | 5.7404 | 5.9255 | 5.9049 | 4.9714 | 5.2558 | 5.5361 | 5.7368 | 5.9578 | 5.9872 | 5.813 | 5.9207 | 5.8471 | 5.7991 | 5.8512 | 5.9181 | 5.8273 | 5.7655 | 5.7223 | 5.6779 | 5.5419
Tier 1/VDER | UCAP | Hybrid Solar Plus Storage - E | Hybrid Solar Plus Storage | E | 10.5414 | 7.0988 | 8.2997 | 6.0709 | 6.2417 | 6.3994 | 5.7437 | 5.4955 | 5.7404 | 5.9255 | 5.9049 | 4.9714 | 5.2558 | 5.5361 | 5.7368 | 5.9578 | 5.9872 | 5.813 | 5.9207 | 5.8471 | 5.7991 | 5.8512 | 5.9181 | 5.8273 | 5.7655 | 5.7223 | 5.6779 | 5.5419
Tier 1/VDER | UCAP | Hybrid Solar Plus Storage - F | Hybrid Solar Plus Storage | F | 10.5414 | 7.0988 | 8.2997 | 6.0709 | 6.2417 | 6.3994 | 5.7437 | 5.4955 | 5.7404 | 5.9255 | 5.9049 | 4.9714 | 5.2558 | 5.5361 | 5.7368 | 5.9578 | 5.9872 | 5.813 | 5.9207 | 5.8471 | 5.7991 | 5.8512 | 5.9181 | 5.8273 | 5.7655 | 5.7223 | 5.6779 | 5.5419
Tier 1/VDER | UCAP | Hybrid Solar Plus Storage - G | Hybrid Solar Plus Storage | G | 13.0959 | 11.6445 | 8.3882 | 6.3998 | 6.4975 | 7.0729 | 6.7071 | 6.4466 | 6.6399 | 6.7397 | 6.6644 | 5.5128 | 5.7842 | 6.0979 | 6.323 | 6.6097 | 6.7082 | 6.5926 | 6.8151 | 6.596 | 6.9798 | 7.6164 | 7.627 | 7.3524 | 7.3251 | 7.091 | 6.877 | 6.5968
Tier 1/VDER | UCAP | Hybrid Solar Plus Storage - H | Hybrid Solar Plus Storage | H | 13.0959 | 11.6445 | 8.3882 | 6.3998 | 6.4975 | 7.0729 | 6.7071 | 6.4466 | 6.6399 | 6.7397 | 6.6644 | 5.5128 | 5.7842 | 6.0979 | 6.323 | 6.6097 | 6.7082 | 6.5926 | 6.8151 | 6.596 | 6.9798 | 7.6164 | 7.627 | 7.3524 | 7.3251 | 7.091 | 6.877 | 6.5968
Tier 1/VDER | UCAP | Hybrid Solar Plus Storage - I | Hybrid Solar Plus Storage | I | 13.0959 | 11.6445 | 8.3882 | 6.3998 | 6.4975 | 7.0729 | 6.7071 | 6.4466 | 6.6399 | 6.7397 | 6.6644 | 5.5128 | 5.7842 | 6.0979 | 6.323 | 6.6097 | 6.7082 | 6.5926 | 6.8151 | 6.596 | 6.9798 | 7.6164 | 7.627 | 7.3524 | 7.3251 | 7.091 | 6.877 | 6.5968
Tier 1/VDER | UCAP | Hybrid Solar Plus Storage - J | Hybrid Solar Plus Storage | J | 13.6456 | 12.8587 | 13.9537 | 18.6876 | 15.8448 | 14.8634 | 13.9573 | 13.0518 | 12.7013 | 11.9983 | 11.6808 | 9.4288 | 9.3821 | 9.1646 | 9.1213 | 9.0257 | 9.0074 | 8.7007 | 8.9453 | 8.6047 | 8.2762 | 8.5944 | 8.5926 | 8.2821 | 8.2623 | 7.9709 | 7.7219 | 7.4306
Tier 1/VDER | UCAP | Hybrid Solar Plus Storage - K | Hybrid Solar Plus Storage | K | 18.3666 | 12.4851 | 9.9554 | 6.8334 | 7.1312 | 8.2212 | 7.6768 | 7.1199 | 7.2028 | 7.4012 | 7.2517 | 6.0048 | 6.0742 | 6.2979 | 6.5657 | 6.7484 | 6.8077 | 6.6163 | 6.6588 | 6.5253 | 6.6325 | 6.7051 | 6.7405 | 6.5974 | 6.4786 | 6.3906 | 6.3414 | 6.1878
Tier 1/VDER | UCAP | Land-Based Wind - A | Land-Based Wind | A | 3.8664 | 2.648 | 7.9111 | 7.399 | 8.2677 | 9.4455 | 9.3116 | 12.0234 | 12.327 | 12.6037 | 12.522 | 12.8703 | 13.578 | 14.7953 | 15.8806 | 17.1337 | 17.8463 | 18.0237 | 18.2717 | 17.8072 | 17.6504 | 18.0784 | 18.188 | 18.3313 | 18.3222 | 18.4673 | 18.6767 | 18.6876
Tier 1/VDER | UCAP | Land-Based Wind - B | Land-Based Wind | B | 3.8664 | 2.648 | 7.9111 | 7.399 | 8.2677 | 9.4455 | 9.3116 | 12.0234 | 12.327 | 12.6037 | 12.522 | 12.8703 | 13.578 | 14.7953 | 15.8806 | 17.1337 | 17.8463 | 18.0237 | 18.2717 | 17.8072 | 17.6504 | 18.0784 | 18.188 | 18.3313 | 18.3222 | 18.4673 | 18.6767 | 18.6876
Tier 1/VDER | UCAP | Land-Based Wind - C | Land-Based Wind | C | 3.8664 | 2.648 | 7.9111 | 7.399 | 8.2677 | 9.4455 | 9.3116 | 12.0234 | 12.327 | 12.6037 | 12.522 | 12.8703 | 13.578 | 14.7953 | 15.8806 | 17.1337 | 17.8463 | 18.0237 | 18.2717 | 17.8072 | 17.6504 | 18.0784 | 18.188 | 18.3313 | 18.3222 | 18.4673 | 18.6767 | 18.6876
Tier 1/VDER | UCAP | Land-Based Wind - D | Land-Based Wind | D | 3.8664 | 2.648 | 7.9111 | 7.399 | 8.2677 | 9.4455 | 9.3116 | 12.0234 | 12.327 | 12.6037 | 12.522 | 12.8703 | 13.578 | 14.7953 | 15.8806 | 17.1337 | 17.8463 | 18.0237 | 18.2717 | 17.8072 | 17.6504 | 18.0784 | 18.188 | 18.3313 | 18.3222 | 18.4673 | 18.6767 | 18.6876
Tier 1/VDER | UCAP | Land-Based Wind - E | Land-Based Wind | E | 3.8664 | 2.648 | 7.9111 | 7.399 | 8.2677 | 9.4455 | 9.3116 | 12.0234 | 12.327 | 12.6037 | 12.522 | 12.8703 | 13.578 | 14.7953 | 15.8806 | 17.1337 | 17.8463 | 18.0237 | 18.2717 | 17.8072 | 17.6504 | 18.0784 | 18.188 | 18.3313 | 18.3222 | 18.4673 | 18.6767 | 18.6876
Tier 1/VDER | UCAP | Land-Based Wind - F | Land-Based Wind | F | 3.8664 | 2.648 | 7.9111 | 7.399 | 8.2677 | 9.4455 | 9.3116 | 12.0234 | 12.327 | 12.6037 | 12.522 | 12.8703 | 13.578 | 14.7953 | 15.8806 | 17.1337 | 17.8463 | 18.0237 | 18.2717 | 17.8072 | 17.6504 | 18.0784 | 18.188 | 18.3313 | 18.3222 | 18.4673 | 18.6767 | 18.6876
Tier 1/VDER | UCAP | Land-Based Wind - G | Land-Based Wind | G | 4.8033 | 4.3437 | 8.1324 | 7.7999 | 8.6065 | 10.4396 | 10.8733 | 14.1044 | 14.2585 | 14.3357 | 14.1326 | 14.272 | 14.9428 | 16.2968 | 17.5035 | 19.0085 | 19.9953 | 20.4409 | 21.0318 | 20.0877 | 21.2443 | 23.5321 | 23.4402 | 23.1287 | 23.2786 | 22.8847 | 22.6209 | 22.2449
Tier 1/VDER | UCAP | Land-Based Wind - H | Land-Based Wind | H | 4.8033 | 4.3437 | 8.1324 | 7.7999 | 8.6065 | 10.4396 | 10.8733 | 14.1044 | 14.2585 | 14.3357 | 14.1326 | 14.272 | 14.9428 | 16.2968 | 17.5035 | 19.0085 | 19.9953 | 20.4409 | 21.0318 | 20.0877 | 21.2443 | 23.5321 | 23.4402 | 23.1287 | 23.2786 | 22.8847 | 22.6209 | 22.2449
Tier 1/VDER | UCAP | Land-Based Wind - I | Land-Based Wind | I | 4.8033 | 4.3437 | 15.9462 | 7.7999 | 8.6065 | 10.4396 | 10.8733 | 14.1044 | 14.2585 | 14.3357 | 14.1326 | 14.272 | 14.9428 | 16.2968 | 17.5035 | 19.0085 | 19.9953 | 20.4409 | 21.0318 | 20.0877 | 21.2443 | 23.5321 | 23.4402 | 23.1287 | 23.2786 | 22.8847 | 22.6209 | 22.2449
Tier 1/VDER | UCAP | Land-Based Wind - J | Land-Based Wind | J | 5.005 | 4.7967 | 9.2647 | 22.7758 | 20.9877 | 21.9383 | 22.6272 | 28.5556 | 27.2749 | 25.5207 | 24.7706 | 24.4099 | 24.2376 | 24.4927 | 25.2496 | 25.9565 | 26.8486 | 26.9771 | 27.6059 | 26.2052 | 25.1902 | 26.5538 | 26.4077 | 26.0535 | 26.2569 | 25.7241 | 25.4004 | 25.0565
Tier 1/VDER | UCAP | Land-Based Wind - K | Land-Based Wind | K | 6.7365 | 4.6573 | 8.9236 | 8.3283 | 9.4459 | 12.1344 | 12.4455 | 15.5774 | 15.4673 | 15.7426 | 15.3781 | 15.5456 | 15.6921 | 16.8313 | 18.1754 | 19.4073 | 20.2919 | 20.5144 | 20.5496 | 19.8724 | 20.1873 | 20.7166 | 20.7156 | 20.7538 | 20.5886 | 20.6243 | 20.8591 | 20.8658
Revenue | ValFactor | Rate-Type | Rate | Type | 2023 | 2024 | 2025 | 2026 | 2027 | 2028 | 2029 | 2030 | 2031 | 2032 | 2033 | 2034 | 2035 | 2036 | 2037 | 2038 | 2039 | 2040 | 2041 | 2042 | 2043 | 2044 | 2045 | 2046 | 2047 | 2048 | 2049 | 2050
VDER | DRV | Default - Solar - Fixed - A | Default | Solar - Fixed - A | 177.258 | 178.9165 | 178.1324 | 181.5941 | 181.1569 | 177.258 | 178.4793 | 178.9165 | 178.1324 | 181.1569 | 177.258 | 177.258 | 178.4793 | 178.1324 | 181.5941 | 181.1569 | 177.258 | 178.4793 | 178.9165 | 178.1324 | 181.5941 | 177.258 | 177.258 | 178.4793 | 178.9165 | 181.5941 | 181.1569 | 177.258
VDER | DRV | Default - Solar - Fixed - B | Default | Solar - Fixed - B | 173.628 | 174.9323 | 174.3486 | 177.6569 | 177.2966 | 173.628 | 174.572 | 174.9323 | 174.3486 | 177.2966 | 173.628 | 173.628 | 174.572 | 174.3486 | 177.6569 | 177.2966 | 173.628 | 174.572 | 174.9323 | 174.3486 | 177.6569 | 173.628 | 173.628 | 174.572 | 174.9323 | 177.6569 | 177.2966 | 173.628
VDER | DRV | Default - Solar - Fixed - C | Default | Solar - Fixed - C | 153.0376 | 154.4094 | 154.0854 | 157.0916 | 156.5677 | 153.0376 | 153.8855 | 154.4094 | 154.0854 | 156.5677 | 153.0376 | 153.0376 | 153.8855 | 154.0854 | 157.0916 | 156.5677 | 153.0376 | 153.8855 | 154.4094 | 154.0854 | 157.0916 | 153.0376 | 153.0376 | 153.8855 | 154.4094 | 157.0916 | 156.5677 | 153.0376
VDER | DRV | Default - Solar - Fixed - D | Default | Solar - Fixed - D | 159.0839 | 160.6925 | 160.1737 | 163.3484 | 162.8035 | 159.0839 | 160.1476 | 160.6925 | 160.1737 | 162.8035 | 159.0839 | 159.0839 | 160.1476 | 160.1737 | 163.3484 | 162.8035 | 159.0839 | 160.1476 | 160.6925 | 160.1737 | 163.3484 | 159.0839 | 159.0839 | 160.1476 | 160.6925 | 163.3484 | 162.8035 | 159.0839
VDER | DRV | Default - Solar - Fixed - E | Default | Solar - Fixed - E | 153.0376 | 154.4094 | 154.0854 | 157.0916 | 156.5677 | 153.0376 | 153.8855 | 154.4094 | 154.0854 | 156.5677 | 153.0376 | 153.0376 | 153.8855 | 154.0854 | 157.0916 | 156.5677 | 153.0376 | 153.8855 | 154.4094 | 154.0854 | 157.0916 | 153.0376 | 153.0376 | 153.8855 | 154.4094 | 157.0916 | 156.5677 | 153.0376
VDER | DRV | Default - Solar - Fixed - F | Default | Solar - Fixed - F | 156.627 | 158.0974 | 157.5189 | 160.6023 | 160.1563 | 156.627 | 157.6515 | 158.0974 | 157.5189 | 160.1563 | 156.627 | 156.627 | 157.6515 | 157.5189 | 160.6023 | 160.1563 | 156.627 | 157.6515 | 158.0974 | 157.5189 | 160.6023 | 156.627 | 156.627 | 157.6515 | 158.0974 | 160.6023 | 160.1563 | 156.627
VDER | DRV | Default - Solar - Fixed - G | Default | Solar - Fixed - G | 154.1395 | 155.6495 | 155.0614 | 158.1033 | 157.6423 | 154.1395 | 155.1886 | 155.6495 | 155.0614 | 157.6423 | 154.1395 | 154.1395 | 155.1886 | 155.0614 | 158.1033 | 157.6423 | 154.1395 | 155.1886 | 155.6495 | 155.0614 | 158.1033 | 154.1395 | 154.1395 | 155.1886 | 155.6495 | 158.1033 | 157.6423 | 154.1395
VDER | DRV | ConEd (11am-3pm) - Solar - Fixed - H | ConEd (11am-3pm) | Solar - Fixed - H | 157.9285 | 158.8364 | 158.2963 | 161.2345 | 161.0505 | 157.9285 | 158.6525 | 158.8364 | 158.2963 | 161.0505 | 157.9285 | 157.9285 | 158.6525 | 158.2963 | 161.2345 | 161.0505 | 157.9285 | 158.6525 | 158.8364 | 158.2963 | 161.2345 | 157.9285 | 157.9285 | 158.6525 | 158.8364 | 161.2345 | 161.0505 | 157.9285
VDER | DRV | ConEd (2pm-6pm) - Solar - Fixed - H | ConEd (2pm-6pm) | Solar - Fixed - H | 133.8923 | 134.9426 | 134.5223 | 137.0914 | 136.7764 | 133.8923 | 134.6277 | 134.9426 | 134.5223 | 136.7764 | 133.8923 | 133.8923 | 134.6277 | 134.5223 | 137.0914 | 136.7764 | 133.8923 | 134.6277 | 134.9426 | 134.5223 | 137.0914 | 133.8923 | 133.8923 | 134.6277 | 134.9426 | 137.0914 | 136.7764 | 133.8923
VDER | DRV | ConEd (4pm-8pm) - Solar - Fixed - H | ConEd (4pm-8pm) | Solar - Fixed - H | 83.6781 | 85.0851 | 84.6605 | 86.4675 | 85.9763 | 83.6781 | 84.5939 | 85.0851 | 84.6605 | 85.9763 | 83.6781 | 83.6781 | 84.5939 | 84.6605 | 86.4675 | 85.9763 | 83.6781 | 84.5939 | 85.0851 | 84.6605 | 86.4675 | 83.6781 | 83.6781 | 84.5939 | 85.0851 | 86.4675 | 85.9763 | 83.6781
VDER | DRV | ConEd (7pm-11pm) - Solar - Fixed - H | ConEd (7pm-11pm) | Solar - Fixed - H | 4.7481 | 5.0224 | 4.9828 | 5.1398 | 5.0224 | 4.7481 | 4.905 | 5.0224 | 4.9828 | 5.0224 | 4.7481 | 4.7481 | 4.905 | 4.9828 | 5.1398 | 5.0224 | 4.7481 | 4.905 | 5.0224 | 4.9828 | 5.1398 | 4.7481 | 4.7481 | 4.905 | 5.0224 | 5.1398 | 5.0224 | 4.7481
VDER | DRV | Default - Solar - Fixed - H | Default | Solar - Fixed - H | 151.652 | 153.2016 | 152.6039 | 155.6042 | 155.1283 | 151.652 | 152.7256 | 153.2016 | 152.6039 | 155.1283 | 151.652 | 151.652 | 152.7256 | 152.6039 | 155.6042 | 155.1283 | 151.652 | 152.7256 | 153.2016 | 152.6039 | 155.6042 | 151.652 | 151.652 | 152.7256 | 153.2016 | 155.6042 | 155.1283 | 151.652
VDER | DRV | ConEd (11am-3pm) - Solar - Fixed - I | ConEd (11am-3pm) | Solar - Fixed - I | 157.9285 | 158.8364 | 158.2963 | 161.2345 | 161.0505 | 157.9285 | 158.6525 | 158.8364 | 158.2963 | 161.0505 | 157.9285 | 157.9285 | 158.6525 | 158.2963 | 161.2345 | 161.0505 | 157.9285 | 158.6525 | 158.8364 | 158.2963 | 161.2345 | 157.9285 | 157.9285 | 158.6525 | 158.8364 | 161.2345 | 161.0505 | 157.9285
VDER | DRV | ConEd (2pm-6pm) - Solar - Fixed - I | ConEd (2pm-6pm) | Solar - Fixed - I | 133.8923 | 134.9426 | 134.5223 | 137.0914 | 136.7764 | 133.8923 | 134.6277 | 134.9426 | 134.5223 | 136.7764 | 133.8923 | 133.8923 | 134.6277 | 134.5223 | 137.0914 | 136.7764 | 133.8923 | 134.6277 | 134.9426 | 134.5223 | 137.0914 | 133.8923 | 133.8923 | 134.6277 | 134.9426 | 137.0914 | 136.7764 | 133.8923
VDER | DRV | ConEd (4pm-8pm) - Solar - Fixed - I | ConEd (4pm-8pm) | Solar - Fixed - I | 83.6781 | 85.0851 | 84.6605 | 86.4675 | 85.9763 | 83.6781 | 84.5939 | 85.0851 | 84.6605 | 85.9763 | 83.6781 | 83.6781 | 84.5939 | 84.6605 | 86.4675 | 85.9763 | 83.6781 | 84.5939 | 85.0851 | 84.6605 | 86.4675 | 83.6781 | 83.6781 | 84.5939 | 85.0851 | 86.4675 | 85.9763 | 83.6781
VDER | DRV | ConEd (7pm-11pm) - Solar - Fixed - I | ConEd (7pm-11pm) | Solar - Fixed - I | 4.7481 | 5.0224 | 4.9828 | 5.1398 | 5.0224 | 4.7481 | 4.905 | 5.0224 | 4.9828 | 5.0224 | 4.7481 | 4.7481 | 4.905 | 4.9828 | 5.1398 | 5.0224 | 4.7481 | 4.905 | 5.0224 | 4.9828 | 5.1398 | 4.7481 | 4.7481 | 4.905 | 5.0224 | 5.1398 | 5.0224 | 4.7481
VDER | DRV | Default - Solar - Fixed - I | Default | Solar - Fixed - I | 151.652 | 153.2016 | 152.6039 | 155.6042 | 155.1283 | 151.652 | 152.7256 | 153.2016 | 152.6039 | 155.1283 | 151.652 | 151.652 | 152.7256 | 152.6039 | 155.6042 | 155.1283 | 151.652 | 152.7256 | 153.2016 | 152.6039 | 155.6042 | 151.652 | 151.652 | 152.7256 | 153.2016 | 155.6042 | 155.1283 | 151.652
VDER | DRV | ConEd (11am-3pm) - Solar - Fixed - J | ConEd (11am-3pm) | Solar - Fixed - J | 157.9285 | 158.8364 | 158.2963 | 161.2345 | 161.0505 | 157.9285 | 158.6525 | 158.8364 | 158.2963 | 161.0505 | 157.9285 | 157.9285 | 158.6525 | 158.2963 | 161.2345 | 161.0505 | 157.9285 | 158.6525 | 158.8364 | 158.2963 | 161.2345 | 157.9285 | 157.9285 | 158.6525 | 158.8364 | 161.2345 | 161.0505 | 157.9285
VDER | DRV | ConEd (2pm-6pm) - Solar - Fixed - J | ConEd (2pm-6pm) | Solar - Fixed - J | 133.8923 | 134.9426 | 134.5223 | 137.0914 | 136.7764 | 133.8923 | 134.6277 | 134.9426 | 134.5223 | 136.7764 | 133.8923 | 133.8923 | 134.6277 | 134.5223 | 137.0914 | 136.7764 | 133.8923 | 134.6277 | 134.9426 | 134.5223 | 137.0914 | 133.8923 | 133.8923 | 134.6277 | 134.9426 | 137.0914 | 136.7764 | 133.8923
VDER | DRV | ConEd (4pm-8pm) - Solar - Fixed - J | ConEd (4pm-8pm) | Solar - Fixed - J | 83.6781 | 85.0851 | 84.6605 | 86.4675 | 85.9763 | 83.6781 | 84.5939 | 85.0851 | 84.6605 | 85.9763 | 83.6781 | 83.6781 | 84.5939 | 84.6605 | 86.4675 | 85.9763 | 83.6781 | 84.5939 | 85.0851 | 84.6605 | 86.4675 | 83.6781 | 83.6781 | 84.5939 | 85.0851 | 86.4675 | 85.9763 | 83.6781
VDER | DRV | ConEd (7pm-11pm) - Solar - Fixed - J | ConEd (7pm-11pm) | Solar - Fixed - J | 4.7481 | 5.0224 | 4.9828 | 5.1398 | 5.0224 | 4.7481 | 4.905 | 5.0224 | 4.9828 | 5.0224 | 4.7481 | 4.7481 | 4.905 | 4.9828 | 5.1398 | 5.0224 | 4.7481 | 4.905 | 5.0224 | 4.9828 | 5.1398 | 4.7481 | 4.7481 | 4.905 | 5.0224 | 5.1398 | 5.0224 | 4.7481
VDER | DRV | Default - Solar - Fixed - K | Default | Solar - Fixed - K | 203.9971 | 201.7979 | 201.8036 | 208.2405 | 207.8293 | 203.9971 | 204.4025 | 201.7979 | 201.8036 | 207.8293 | 203.9971 | 203.9971 | 204.4025 | 201.8036 | 208.2405 | 207.8293 | 203.9971 | 204.4025 | 201.7979 | 201.8036 | 208.2405 | 203.9971 | 203.9971 | 204.4025 | 201.7979 | 208.2405 | 207.8293 | 203.9971
VDER | DRV | Default - Solar - Tracking - A | Default | Solar - Tracking - A | 177.258 | 178.9165 | 178.1324 | 181.5941 | 181.1569 | 177.258 | 178.4793 | 178.9165 | 178.1324 | 181.1569 | 177.258 | 177.258 | 178.4793 | 178.1324 | 181.5941 | 181.1569 | 177.258 | 178.4793 | 178.9165 | 178.1324 | 181.5941 | 177.258 | 177.258 | 178.4793 | 178.9165 | 181.5941 | 181.1569 | 177.258
VDER | DRV | Default - Solar - Tracking - B | Default | Solar - Tracking - B | 173.628 | 174.9323 | 174.3486 | 177.6569 | 177.2966 | 173.628 | 174.572 | 174.9323 | 174.3486 | 177.2966 | 173.628 | 173.628 | 174.572 | 174.3486 | 177.6569 | 177.2966 | 173.628 | 174.572 | 174.9323 | 174.3486 | 177.6569 | 173.628 | 173.628 | 174.572 | 174.9323 | 177.6569 | 177.2966 | 173.628
VDER | DRV | Default - Solar - Tracking - C | Default | Solar - Tracking - C | 153.0376 | 154.4094 | 154.0854 | 157.0916 | 156.5677 | 153.0376 | 153.8855 | 154.4094 | 154.0854 | 156.5677 | 153.0376 | 153.0376 | 153.8855 | 154.0854 | 157.0916 | 156.5677 | 153.0376 | 153.8855 | 154.4094 | 154.0854 | 157.0916 | 153.0376 | 153.0376 | 153.8855 | 154.4094 | 157.0916 | 156.5677 | 153.0376
VDER | DRV | Default - Solar - Tracking - D | Default | Solar - Tracking - D | 159.0839 | 160.6925 | 160.1737 | 163.3484 | 162.8035 | 159.0839 | 160.1476 | 160.6925 | 160.1737 | 162.8035 | 159.0839 | 159.0839 | 160.1476 | 160.1737 | 163.3484 | 162.8035 | 159.0839 | 160.1476 | 160.6925 | 160.1737 | 163.3484 | 159.0839 | 159.0839 | 160.1476 | 160.6925 | 163.3484 | 162.8035 | 159.0839
VDER | DRV | Default - Solar - Tracking - E | Default | Solar - Tracking - E | 153.0376 | 154.4094 | 154.0854 | 157.0916 | 156.5677 | 153.0376 | 153.8855 | 154.4094 | 154.0854 | 156.5677 | 153.0376 | 153.0376 | 153.8855 | 154.0854 | 157.0916 | 156.5677 | 153.0376 | 153.8855 | 154.4094 | 154.0854 | 157.0916 | 153.0376 | 153.0376 | 153.8855 | 154.4094 | 157.0916 | 156.5677 | 153.0376
VDER | DRV | Default - Solar - Tracking - F | Default | Solar - Tracking - F | 156.627 | 158.0974 | 157.5189 | 160.6023 | 160.1563 | 156.627 | 157.6515 | 158.0974 | 157.5189 | 160.1563 | 156.627 | 156.627 | 157.6515 | 157.5189 | 160.6023 | 160.1563 | 156.627 | 157.6515 | 158.0974 | 157.5189 | 160.6023 | 156.627 | 156.627 | 157.6515 | 158.0974 | 160.6023 | 160.1563 | 156.627
VDER | DRV | Default - Solar - Tracking - G | Default | Solar - Tracking - G | 154.1395 | 155.6495 | 155.0614 | 158.1033 | 157.6423 | 154.1395 | 155.1886 | 155.6495 | 155.0614 | 157.6423 | 154.1395 | 154.1395 | 155.1886 | 155.0614 | 158.1033 | 157.6423 | 154.1395 | 155.1886 | 155.6495 | 155.0614 | 158.1033 | 154.1395 | 154.1395 | 155.1886 | 155.6495 | 158.1033 | 157.6423 | 154.1395
VDER | DRV | ConEd (11am-3pm) - Solar - Tracking - H | ConEd (11am-3pm) | Solar - Tracking - H | 157.9285 | 158.8364 | 158.2963 | 161.2345 | 161.0505 | 157.9285 | 158.6525 | 158.8364 | 158.2963 | 161.0505 | 157.9285 | 157.9285 | 158.6525 | 158.2963 | 161.2345 | 161.0505 | 157.9285 | 158.6525 | 158.8364 | 158.2963 | 161.2345 | 157.9285 | 157.9285 | 158.6525 | 158.8364 | 161.2345 | 161.0505 | 157.9285
VDER | DRV | ConEd (2pm-6pm) - Solar - Tracking - H | ConEd (2pm-6pm) | Solar - Tracking - H | 133.8923 | 134.9426 | 134.5223 | 137.0914 | 136.7764 | 133.8923 | 134.6277 | 134.9426 | 134.5223 | 136.7764 | 133.8923 | 133.8923 | 134.6277 | 134.5223 | 137.0914 | 136.7764 | 133.8923 | 134.6277 | 134.9426 | 134.5223 | 137.0914 | 133.8923 | 133.8923 | 134.6277 | 134.9426 | 137.0914 | 136.7764 | 133.8923
VDER | DRV | ConEd (4pm-8pm) - Solar - Tracking - H | ConEd (4pm-8pm) | Solar - Tracking - H | 83.6781 | 85.0851 | 84.6605 | 86.4675 | 85.9763 | 83.6781 | 84.5939 | 85.0851 | 84.6605 | 85.9763 | 83.6781 | 83.6781 | 84.5939 | 84.6605 | 86.4675 | 85.9763 | 83.6781 | 84.5939 | 85.0851 | 84.6605 | 86.4675 | 83.6781 | 83.6781 | 84.5939 | 85.0851 | 86.4675 | 85.9763 | 83.6781
VDER | DRV | ConEd (7pm-11pm) - Solar - Tracking - H | ConEd (7pm-11pm) | Solar - Tracking - H | 4.7481 | 5.0224 | 4.9828 | 5.1398 | 5.0224 | 4.7481 | 4.905 | 5.0224 | 4.9828 | 5.0224 | 4.7481 | 4.7481 | 4.905 | 4.9828 | 5.1398 | 5.0224 | 4.7481 | 4.905 | 5.0224 | 4.9828 | 5.1398 | 4.7481 | 4.7481 | 4.905 | 5.0224 | 5.1398 | 5.0224 | 4.7481
VDER | DRV | Default - Solar - Tracking - H | Default | Solar - Tracking - H | 151.652 | 153.2016 | 152.6039 | 155.6042 | 155.1283 | 151.652 | 152.7256 | 153.2016 | 152.6039 | 155.1283 | 151.652 | 151.652 | 152.7256 | 152.6039 | 155.6042 | 155.1283 | 151.652 | 152.7256 | 153.2016 | 152.6039 | 155.6042 | 151.652 | 151.652 | 152.7256 | 153.2016 | 155.6042 | 155.1283 | 151.652
VDER | DRV | ConEd (11am-3pm) - Solar - Tracking - I | ConEd (11am-3pm) | Solar - Tracking - I | 157.9285 | 158.8364 | 158.2963 | 161.2345 | 161.0505 | 157.9285 | 158.6525 | 158.8364 | 158.2963 | 161.0505 | 157.9285 | 157.9285 | 158.6525 | 158.2963 | 161.2345 | 161.0505 | 157.9285 | 158.6525 | 158.8364 | 158.2963 | 161.2345 | 157.9285 | 157.9285 | 158.6525 | 158.8364 | 161.2345 | 161.0505 | 157.9285
VDER | DRV | ConEd (2pm-6pm) - Solar - Tracking - I | ConEd (2pm-6pm) | Solar - Tracking - I | 133.8923 | 134.9426 | 134.5223 | 137.0914 | 136.7764 | 133.8923 | 134.6277 | 134.9426 | 134.5223 | 136.7764 | 133.8923 | 133.8923 | 134.6277 | 134.5223 | 137.0914 | 136.7764 | 133.8923 | 134.6277 | 134.9426 | 134.5223 | 137.0914 | 133.8923 | 133.8923 | 134.6277 | 134.9426 | 137.0914 | 136.7764 | 133.8923
VDER | DRV | ConEd (4pm-8pm) - Solar - Tracking - I | ConEd (4pm-8pm) | Solar - Tracking - I | 83.6781 | 85.0851 | 84.6605 | 86.4675 | 85.9763 | 83.6781 | 84.5939 | 85.0851 | 84.6605 | 85.9763 | 83.6781 | 83.6781 | 84.5939 | 84.6605 | 86.4675 | 85.9763 | 83.6781 | 84.5939 | 85.0851 | 84.6605 | 86.4675 | 83.6781 | 83.6781 | 84.5939 | 85.0851 | 86.4675 | 85.9763 | 83.6781
VDER | DRV | ConEd (7pm-11pm) - Solar - Tracking - I | ConEd (7pm-11pm) | Solar - Tracking - I | 4.7481 | 5.0224 | 4.9828 | 5.1398 | 5.0224 | 4.7481 | 4.905 | 5.0224 | 4.9828 | 5.0224 | 4.7481 | 4.7481 | 4.905 | 4.9828 | 5.1398 | 5.0224 | 4.7481 | 4.905 | 5.0224 | 4.9828 | 5.1398 | 4.7481 | 4.7481 | 4.905 | 5.0224 | 5.1398 | 5.0224 | 4.7481
VDER | DRV | Default - Solar - Tracking - I | Default | Solar - Tracking - I | 151.652 | 153.2016 | 152.6039 | 155.6042 | 155.1283 | 151.652 | 152.7256 | 153.2016 | 152.6039 | 155.1283 | 151.652 | 151.652 | 152.7256 | 152.6039 | 155.6042 | 155.1283 | 151.652 | 152.7256 | 153.2016 | 152.6039 | 155.6042 | 151.652 | 151.652 | 152.7256 | 153.2016 | 155.6042 | 155.1283 | 151.652
VDER | DRV | ConEd (11am-3pm) - Solar - Tracking - J | ConEd (11am-3pm) | Solar - Tracking - J | 157.9285 | 158.8364 | 158.2963 | 161.2345 | 161.0505 | 157.9285 | 158.6525 | 158.8364 | 158.2963 | 161.0505 | 157.9285 | 157.9285 | 158.6525 | 158.2963 | 161.2345 | 161.0505 | 157.9285 | 158.6525 | 158.8364 | 158.2963 | 161.2345 | 157.9285 | 157.9285 | 158.6525 | 158.8364 | 161.2345 | 161.0505 | 157.9285
VDER | DRV | ConEd (2pm-6pm) - Solar - Tracking - J | ConEd (2pm-6pm) | Solar - Tracking - J | 133.8923 | 134.9426 | 134.5223 | 137.0914 | 136.7764 | 133.8923 | 134.6277 | 134.9426 | 134.5223 | 136.7764 | 133.8923 | 133.8923 | 134.6277 | 134.5223 | 137.0914 | 136.7764 | 133.8923 | 134.6277 | 134.9426 | 134.5223 | 137.0914 | 133.8923 | 133.8923 | 134.6277 | 134.9426 | 137.0914 | 136.7764 | 133.8923
VDER | DRV | ConEd (4pm-8pm) - Solar - Tracking - J | ConEd (4pm-8pm) | Solar - Tracking - J | 83.6781 | 85.0851 | 84.6605 | 86.4675 | 85.9763 | 83.6781 | 84.5939 | 85.0851 | 84.6605 | 85.9763 | 83.6781 | 83.6781 | 84.5939 | 84.6605 | 86.4675 | 85.9763 | 83.6781 | 84.5939 | 85.0851 | 84.6605 | 86.4675 | 83.6781 | 83.6781 | 84.5939 | 85.0851 | 86.4675 | 85.9763 | 83.6781
VDER | DRV | ConEd (7pm-11pm) - Solar - Tracking - J | ConEd (7pm-11pm) | Solar - Tracking - J | 4.7481 | 5.0224 | 4.9828 | 5.1398 | 5.0224 | 4.7481 | 4.905 | 5.0224 | 4.9828 | 5.0224 | 4.7481 | 4.7481 | 4.905 | 4.9828 | 5.1398 | 5.0224 | 4.7481 | 4.905 | 5.0224 | 4.9828 | 5.1398 | 4.7481 | 4.7481 | 4.905 | 5.0224 | 5.1398 | 5.0224 | 4.7481
VDER | DRV | Default - Solar - Tracking - K | Default | Solar - Tracking - K | 203.9971 | 201.7979 | 201.8036 | 208.2405 | 207.8293 | 203.9971 | 204.4025 | 201.7979 | 201.8036 | 207.8293 | 203.9971 | 203.9971 | 204.4025 | 201.8036 | 208.2405 | 207.8293 | 203.9971 | 204.4025 | 201.7979 | 201.8036 | 208.2405 | 203.9971 | 203.9971 | 204.4025 | 201.7979 | 208.2405 | 207.8293 | 203.9971
VDER | DRV | Default - Hybrid Solar Plus Storage - A | Default | Hybrid Solar Plus Storage - A | 177.258 | 178.9165 | 178.1324 | 181.5941 | 181.1569 | 177.258 | 178.4793 | 178.9165 | 178.1324 | 181.1569 | 177.258 | 177.258 | 178.4793 | 178.1324 | 181.5941 | 181.1569 | 177.258 | 178.4793 | 178.9165 | 178.1324 | 181.5941 | 177.258 | 177.258 | 178.4793 | 178.9165 | 181.5941 | 181.1569 | 177.258
VDER | DRV | Default - Hybrid Solar Plus Storage - B | Default | Hybrid Solar Plus Storage - B | 173.628 | 174.9323 | 174.3486 | 177.6569 | 177.2966 | 173.628 | 174.572 | 174.9323 | 174.3486 | 177.2966 | 173.628 | 173.628 | 174.572 | 174.3486 | 177.6569 | 177.2966 | 173.628 | 174.572 | 174.9323 | 174.3486 | 177.6569 | 173.628 | 173.628 | 174.572 | 174.9323 | 177.6569 | 177.2966 | 173.628
VDER | DRV | Default - Hybrid Solar Plus Storage - C | Default | Hybrid Solar Plus Storage - C | 153.0376 | 154.4094 | 154.0854 | 157.0916 | 156.5677 | 153.0376 | 153.8855 | 154.4094 | 154.0854 | 156.5677 | 153.0376 | 153.0376 | 153.8855 | 154.0854 | 157.0916 | 156.5677 | 153.0376 | 153.8855 | 154.4094 | 154.0854 | 157.0916 | 153.0376 | 153.0376 | 153.8855 | 154.4094 | 157.0916 | 156.5677 | 153.0376
VDER | DRV | Default - Hybrid Solar Plus Storage - D | Default | Hybrid Solar Plus Storage - D | 159.0839 | 160.6925 | 160.1737 | 163.3484 | 162.8035 | 159.0839 | 160.1476 | 160.6925 | 160.1737 | 162.8035 | 159.0839 | 159.0839 | 160.1476 | 160.1737 | 163.3484 | 162.8035 | 159.0839 | 160.1476 | 160.6925 | 160.1737 | 163.3484 | 159.0839 | 159.0839 | 160.1476 | 160.6925 | 163.3484 | 162.8035 | 159.0839
VDER | DRV | Default - Hybrid Solar Plus Storage - E | Default | Hybrid Solar Plus Storage - E | 153.0376 | 154.4094 | 154.0854 | 157.0916 | 156.5677 | 153.0376 | 153.8855 | 154.4094 | 154.0854 | 156.5677 | 153.0376 | 153.0376 | 153.8855 | 154.0854 | 157.0916 | 156.5677 | 153.0376 | 153.8855 | 154.4094 | 154.0854 | 157.0916 | 153.0376 | 153.0376 | 153.8855 | 154.4094 | 157.0916 | 156.5677 | 153.0376
VDER | DRV | Default - Hybrid Solar Plus Storage - F | Default | Hybrid Solar Plus Storage - F | 156.627 | 158.0974 | 157.5189 | 160.6023 | 160.1563 | 156.627 | 157.6515 | 158.0974 | 157.5189 | 160.1563 | 156.627 | 156.627 | 157.6515 | 157.5189 | 160.6023 | 160.1563 | 156.627 | 157.6515 | 158.0974 | 157.5189 | 160.6023 | 156.627 | 156.627 | 157.6515 | 158.0974 | 160.6023 | 160.1563 | 156.627
VDER | DRV | Default - Hybrid Solar Plus Storage - G | Default | Hybrid Solar Plus Storage - G | 154.1395 | 155.6495 | 155.0614 | 158.1033 | 157.6423 | 154.1395 | 155.1886 | 155.6495 | 155.0614 | 157.6423 | 154.1395 | 154.1395 | 155.1886 | 155.0614 | 158.1033 | 157.6423 | 154.1395 | 155.1886 | 155.6495 | 155.0614 | 158.1033 | 154.1395 | 154.1395 | 155.1886 | 155.6495 | 158.1033 | 157.6423 | 154.1395
VDER | DRV | ConEd (11am-3pm) - Hybrid Solar Plus Storage - H | ConEd (11am-3pm) | Hybrid Solar Plus Storage - H | 157.9285 | 158.8364 | 158.2963 | 161.2345 | 161.0505 | 157.9285 | 158.6525 | 158.8364 | 158.2963 | 161.0505 | 157.9285 | 157.9285 | 158.6525 | 158.2963 | 161.2345 | 161.0505 | 157.9285 | 158.6525 | 158.8364 | 158.2963 | 161.2345 | 157.9285 | 157.9285 | 158.6525 | 158.8364 | 161.2345 | 161.0505 | 157.9285
VDER | DRV | ConEd (2pm-6pm) - Hybrid Solar Plus Storage - H | ConEd (2pm-6pm) | Hybrid Solar Plus Storage - H | 133.8923 | 134.9426 | 134.5223 | 137.0914 | 136.7764 | 133.8923 | 134.6277 | 134.9426 | 134.5223 | 136.7764 | 133.8923 | 133.8923 | 134.6277 | 134.5223 | 137.0914 | 136.7764 | 133.8923 | 134.6277 | 134.9426 | 134.5223 | 137.0914 | 133.8923 | 133.8923 | 134.6277 | 134.9426 | 137.0914 | 136.7764 | 133.8923
VDER | DRV | ConEd (4pm-8pm) - Hybrid Solar Plus Storage - H | ConEd (4pm-8pm) | Hybrid Solar Plus Storage - H | 83.6781 | 85.0851 | 84.6605 | 86.4675 | 85.9763 | 83.6781 | 84.5939 | 85.0851 | 84.6605 | 85.9763 | 83.6781 | 83.6781 | 84.5939 | 84.6605 | 86.4675 | 85.9763 | 83.6781 | 84.5939 | 85.0851 | 84.6605 | 86.4675 | 83.6781 | 83.6781 | 84.5939 | 85.0851 | 86.4675 | 85.9763 | 83.6781
VDER | DRV | ConEd (7pm-11pm) - Hybrid Solar Plus Storage - H | ConEd (7pm-11pm) | Hybrid Solar Plus Storage - H | 4.7481 | 5.0224 | 4.9828 | 5.1398 | 5.0224 | 4.7481 | 4.905 | 5.0224 | 4.9828 | 5.0224 | 4.7481 | 4.7481 | 4.905 | 4.9828 | 5.1398 | 5.0224 | 4.7481 | 4.905 | 5.0224 | 4.9828 | 5.1398 | 4.7481 | 4.7481 | 4.905 | 5.0224 | 5.1398 | 5.0224 | 4.7481
VDER | DRV | Default - Hybrid Solar Plus Storage - H | Default | Hybrid Solar Plus Storage - H | 151.652 | 153.2016 | 152.6039 | 155.6042 | 155.1283 | 151.652 | 152.7256 | 153.2016 | 152.6039 | 155.1283 | 151.652 | 151.652 | 152.7256 | 152.6039 | 155.6042 | 155.1283 | 151.652 | 152.7256 | 153.2016 | 152.6039 | 155.6042 | 151.652 | 151.652 | 152.7256 | 153.2016 | 155.6042 | 155.1283 | 151.652
VDER | DRV | ConEd (11am-3pm) - Hybrid Solar Plus Storage - I | ConEd (11am-3pm) | Hybrid Solar Plus Storage - I | 157.9285 | 158.8364 | 158.2963 | 161.2345 | 161.0505 | 157.9285 | 158.6525 | 158.8364 | 158.2963 | 161.0505 | 157.9285 | 157.9285 | 158.6525 | 158.2963 | 161.2345 | 161.0505 | 157.9285 | 158.6525 | 158.8364 | 158.2963 | 161.2345 | 157.9285 | 157.9285 | 158.6525 | 158.8364 | 161.2345 | 161.0505 | 157.9285
VDER | DRV | ConEd (2pm-6pm) - Hybrid Solar Plus Storage - I | ConEd (2pm-6pm) | Hybrid Solar Plus Storage - I | 133.8923 | 134.9426 | 134.5223 | 137.0914 | 136.7764 | 133.8923 | 134.6277 | 134.9426 | 134.5223 | 136.7764 | 133.8923 | 133.8923 | 134.6277 | 134.5223 | 137.0914 | 136.7764 | 133.8923 | 134.6277 | 134.9426 | 134.5223 | 137.0914 | 133.8923 | 133.8923 | 134.6277 | 134.9426 | 137.0914 | 136.7764 | 133.8923
VDER | DRV | ConEd (4pm-8pm) - Hybrid Solar Plus Storage - I | ConEd (4pm-8pm) | Hybrid Solar Plus Storage - I | 83.6781 | 85.0851 | 84.6605 | 86.4675 | 85.9763 | 83.6781 | 84.5939 | 85.0851 | 84.6605 | 85.9763 | 83.6781 | 83.6781 | 84.5939 | 84.6605 | 86.4675 | 85.9763 | 83.6781 | 84.5939 | 85.0851 | 84.6605 | 86.4675 | 83.6781 | 83.6781 | 84.5939 | 85.0851 | 86.4675 | 85.9763 | 83.6781
VDER | DRV | ConEd (7pm-11pm) - Hybrid Solar Plus Storage - I | ConEd (7pm-11pm) | Hybrid Solar Plus Storage - I | 4.7481 | 5.0224 | 4.9828 | 5.1398 | 5.0224 | 4.7481 | 4.905 | 5.0224 | 4.9828 | 5.0224 | 4.7481 | 4.7481 | 4.905 | 4.9828 | 5.1398 | 5.0224 | 4.7481 | 4.905 | 5.0224 | 4.9828 | 5.1398 | 4.7481 | 4.7481 | 4.905 | 5.0224 | 5.1398 | 5.0224 | 4.7481
VDER | DRV | Default - Hybrid Solar Plus Storage - I | Default | Hybrid Solar Plus Storage - I | 151.652 | 153.2016 | 152.6039 | 155.6042 | 155.1283 | 151.652 | 152.7256 | 153.2016 | 152.6039 | 155.1283 | 151.652 | 151.652 | 152.7256 | 152.6039 | 155.6042 | 155.1283 | 151.652 | 152.7256 | 153.2016 | 152.6039 | 155.6042 | 151.652 | 151.652 | 152.7256 | 153.2016 | 155.6042 | 155.1283 | 151.652
VDER | DRV | ConEd (11am-3pm) - Hybrid Solar Plus Storage - J | ConEd (11am-3pm) | Hybrid Solar Plus Storage - J | 157.9285 | 158.8364 | 158.2963 | 161.2345 | 161.0505 | 157.9285 | 158.6525 | 158.8364 | 158.2963 | 161.0505 | 157.9285 | 157.9285 | 158.6525 | 158.2963 | 161.2345 | 161.0505 | 157.9285 | 158.6525 | 158.8364 | 158.2963 | 161.2345 | 157.9285 | 157.9285 | 158.6525 | 158.8364 | 161.2345 | 161.0505 | 157.9285
VDER | DRV | ConEd (2pm-6pm) - Hybrid Solar Plus Storage - J | ConEd (2pm-6pm) | Hybrid Solar Plus Storage - J | 133.8923 | 134.9426 | 134.5223 | 137.0914 | 136.7764 | 133.8923 | 134.6277 | 134.9426 | 134.5223 | 136.7764 | 133.8923 | 133.8923 | 134.6277 | 134.5223 | 137.0914 | 136.7764 | 133.8923 | 134.6277 | 134.9426 | 134.5223 | 137.0914 | 133.8923 | 133.8923 | 134.6277 | 134.9426 | 137.0914 | 136.7764 | 133.8923
VDER | DRV | ConEd (4pm-8pm) - Hybrid Solar Plus Storage - J | ConEd (4pm-8pm) | Hybrid Solar Plus Storage - J | 83.6781 | 85.0851 | 84.6605 | 86.4675 | 85.9763 | 83.6781 | 84.5939 | 85.0851 | 84.6605 | 85.9763 | 83.6781 | 83.6781 | 84.5939 | 84.6605 | 86.4675 | 85.9763 | 83.6781 | 84.5939 | 85.0851 | 84.6605 | 86.4675 | 83.6781 | 83.6781 | 84.5939 | 85.0851 | 86.4675 | 85.9763 | 83.6781
VDER | DRV | ConEd (7pm-11pm) - Hybrid Solar Plus Storage - J | ConEd (7pm-11pm) | Hybrid Solar Plus Storage - J | 4.7481 | 5.0224 | 4.9828 | 5.1398 | 5.0224 | 4.7481 | 4.905 | 5.0224 | 4.9828 | 5.0224 | 4.7481 | 4.7481 | 4.905 | 4.9828 | 5.1398 | 5.0224 | 4.7481 | 4.905 | 5.0224 | 4.9828 | 5.1398 | 4.7481 | 4.7481 | 4.905 | 5.0224 | 5.1398 | 5.0224 | 4.7481
VDER | DRV | Default - Hybrid Solar Plus Storage - K | Default | Hybrid Solar Plus Storage - K | 203.9971 | 201.7979 | 201.8036 | 208.2405 | 207.8293 | 203.9971 | 204.4025 | 201.7979 | 201.8036 | 207.8293 | 203.9971 | 203.9971 | 204.4025 | 201.8036 | 208.2405 | 207.8293 | 203.9971 | 204.4025 | 201.7979 | 201.8036 | 208.2405 | 203.9971 | 203.9971 | 204.4025 | 201.7979 | 208.2405 | 207.8293 | 203.9971
*With current generation profiles, there is no expected generation during NYSEG January DRV window. Therefore, no adjustment is made for NYSEG DRV.
Revenue | ValFactor | Utility-Zone | Utility | Zone | 2023 | 2024 | 2025 | 2026 | 2027 | 2028 | 2029 | 2030 | 2031 | 2032 | 2033 | 2034 | 2035 | 2036 | 2037 | 2038 | 2039 | 2040 | 2041 | 2042 | 2043 | 2044 | 2045 | 2046 | 2047 | 2048 | 2049 | 2050
NEM | RES | Central Hudson-F | Central Hudson | F | 0.22 | 0.208 | 0.22974 | 0.22974 | 0.22351 | 0.21953 | 0.21612 | 0.212 | 0.21311 | 0.21394 | 0.21245 | 0.2114 | 0.2097 | 0.20907 | 0.20826 | 0.20883 | 0.20737 | 0.20665 | 0.20726 | 0.20707 | 0.20673 | 0.20617 | 0.2067 | 0.2076 | 0.20743 | 0.20722 | 0.2078 | 0.21024
NEM | RES | ConEd NYC -J | ConEd NYC | J | 0.24949 | 0.31844 | 0.32532 | 0.32532 | 0.31742 | 0.31148 | 0.305 | 0.29989 | 0.30248 | 0.30269 | 0.30086 | 0.29873 | 0.29605 | 0.29455 | 0.29298 | 0.29436 | 0.29171 | 0.2902 | 0.29133 | 0.29216 | 0.29356 | 0.29222 | 0.29347 | 0.29582 | 0.29564 | 0.29765 | 0.29849 | 0.30244
NEM | RES | ConEd West-I | ConEd West | I | 0.23878 | 0.29902 | 0.31414 | 0.31414 | 0.30679 | 0.30004 | 0.29244 | 0.28588 | 0.28782 | 0.28919 | 0.28788 | 0.28673 | 0.2841 | 0.28298 | 0.28163 | 0.28247 | 0.27985 | 0.27863 | 0.27959 | 0.28003 | 0.28103 | 0.27935 | 0.28069 | 0.28227 | 0.28216 | 0.28323 | 0.28428 | 0.28773
NEM | RES | National Grid-A | National Grid | A | 0.13462 | 0.14973 | 0.15988 | 0.15988 | 0.15668 | 0.1535 | 0.15017 | 0.14511 | 0.14697 | 0.14793 | 0.14718 | 0.14651 | 0.14477 | 0.1441 | 0.14324 | 0.14353 | 0.14234 | 0.14125 | 0.14183 | 0.14133 | 0.14067 | 0.13931 | 0.13961 | 0.14082 | 0.1404 | 0.14115 | 0.14143 | 0.14337
NEM | RES | NYSEG-D | NYSEG | D | 0.14565 | 0.16649 | 0.19544 | 0.19544 | 0.19116 | 0.18768 | 0.18289 | 0.17773 | 0.17958 | 0.18047 | 0.17877 | 0.17797 | 0.17579 | 0.17501 | 0.17389 | 0.17491 | 0.17345 | 0.17241 | 0.17314 | 0.17269 | 0.17223 | 0.17073 | 0.17104 | 0.17204 | 0.17104 | 0.17173 | 0.17178 | 0.17368
NEM | RES | Orange & Rockland-G | Orange & Rockland | G | 0.20324 | 0.20157 | 0.20658 | 0.20658 | 0.20081 | 0.19558 | 0.19091 | 0.18647 | 0.18779 | 0.18867 | 0.18653 | 0.18539 | 0.18314 | 0.18228 | 0.18124 | 0.18184 | 0.17982 | 0.17886 | 0.17966 | 0.18003 | 0.18087 | 0.17967 | 0.18072 | 0.18186 | 0.18171 | 0.18224 | 0.18301 | 0.18571
NEM | RES | PSEG Long Island-K | PSEG Long Island | K | 0.2128 | 0.22504 | 0.2353 | 0.2353 | 0.22903 | 0.22184 | 0.21558 | 0.2098 | 0.21206 | 0.21304 | 0.20982 | 0.20768 | 0.20444 | 0.20318 | 0.20175 | 0.20183 | 0.19949 | 0.198 | 0.19891 | 0.19934 | 0.2003 | 0.19881 | 0.20048 | 0.20187 | 0.20174 | 0.20245 | 0.20291 | 0.20558
NEM | RES | RGE-C | RGE | C | 0.1439 | 0.15115 | 0.16778 | 0.16778 | 0.16377 | 0.16009 | 0.15584 | 0.15078 | 0.15239 | 0.1532 | 0.15263 | 0.15211 | 0.15031 | 0.14966 | 0.14863 | 0.14951 | 0.14834 | 0.14748 | 0.14811 | 0.14785 | 0.14703 | 0.1457 | 0.14602 | 0.14718 | 0.14652 | 0.14675 | 0.14686 | 0.14863
NEM | COM | Central Hudson-F | Central Hudson | F | 0.127 | 0.103 | 0.10153 | 0.10153 | 0.095932 | 0.092358 | 0.089299 | 0.085603 | 0.086599 | 0.087341 | 0.086009 | 0.085067 | 0.08354 | 0.082973 | 0.082247 | 0.082764 | 0.08145 | 0.080801 | 0.081352 | 0.081178 | 0.080878 | 0.080373 | 0.08085 | 0.081652 | 0.081503 | 0.081313 | 0.081834 | 0.084026
NEM | COM | ConEd NYC -J | ConEd NYC | J | 0.14847 | 0.10496 | 0.10889 | 0.10889 | 0.10466 | 0.10148 | 0.098002 | 0.095265 | 0.096649 | 0.09676 | 0.09578 | 0.094642 | 0.093202 | 0.092402 | 0.091557 | 0.092299 | 0.090877 | 0.09007 | 0.090673 | 0.091117 | 0.091868 | 0.09115 | 0.091818 | 0.093082 | 0.092982 | 0.094061 | 0.094514 | 0.096631
NEM | COM | ConEd West-I | ConEd West | I | 0.13797 | 0.1199 | 0.13458 | 0.13458 | 0.1288 | 0.12349 | 0.11751 | 0.11235 | 0.11387 | 0.11495 | 0.11392 | 0.11302 | 0.11095 | 0.11007 | 0.10901 | 0.10967 | 0.10761 | 0.10664 | 0.10741 | 0.10775 | 0.10854 | 0.10722 | 0.10827 | 0.10951 | 0.10942 | 0.11027 | 0.11109 | 0.1138
NEM | COM | National Grid-A | National Grid | A | 0.086357 | 0.062989 | 0.079034 | 0.079034 | 0.075705 | 0.072392 | 0.068921 | 0.063657 | 0.065593 | 0.066592 | 0.065809 | 0.06511 | 0.063295 | 0.062597 | 0.061711 | 0.062014 | 0.060773 | 0.05963 | 0.060241 | 0.05972 | 0.059031 | 0.057611 | 0.057927 | 0.059187 | 0.058748 | 0.059526 | 0.059818 | 0.061841
NEM | COM | NYSEG-D | NYSEG | D | 0.094339 | 0.07862 | 0.092191 | 0.092191 | 0.088095 | 0.084754 | 0.080165 | 0.075217 | 0.076988 | 0.077843 | 0.076219 | 0.075452 | 0.073357 | 0.072612 | 0.071534 | 0.072517 | 0.071117 | 0.070123 | 0.070818 | 0.07039 | 0.069946 | 0.068509 | 0.068809 | 0.069768 | 0.068805 | 0.069466 | 0.069512 | 0.071337
NEM | COM | Orange & Rockland-G | Orange & Rockland | G | 0.10933 | 0.096469 | 0.10217 | 0.10217 | 0.097134 | 0.092564 | 0.088489 | 0.084614 | 0.085772 | 0.08654 | 0.084672 | 0.083677 | 0.081708 | 0.080956 | 0.080051 | 0.080573 | 0.078809 | 0.077972 | 0.078671 | 0.078995 | 0.07973 | 0.078681 | 0.0796 | 0.080593 | 0.080463 | 0.080928 | 0.081597 | 0.083949
NEM | COM | PSEG Long Island-K | PSEG Long Island | K | 0.158 | 0.137 | 0.14553 | 0.14553 | 0.13933 | 0.13221 | 0.12602 | 0.12031 | 0.12254 | 0.12351 | 0.12032 | 0.11821 | 0.115 | 0.11375 | 0.11234 | 0.11241 | 0.1101 | 0.10863 | 0.10953 | 0.10995 | 0.1109 | 0.10943 | 0.11108 | 0.11246 | 0.11233 | 0.11304 | 0.11348 | 0.11613
NEM | COM | RGE-C | RGE | C | 0.11048 | 0.071368 | 0.086688 | 0.086688 | 0.082574 | 0.078788 | 0.074427 | 0.069235 | 0.070889 | 0.071722 | 0.071134 | 0.070601 | 0.068757 | 0.068086 | 0.06703 | 0.067938 | 0.066739 | 0.065853 | 0.066494 | 0.066229 | 0.065385 | 0.064021 | 0.064349 | 0.065545 | 0.06487 | 0.065103 | 0.065218 | 0.067033